## tag_register
category | block_name | handle | layer | x | y | resolved_tag | nearby_tags | nearby_descriptions | confidence
tanks | PPI_0700A-25_0 | 5B8BD | P-TANK_POS | 5552.5 | 322.5 | 35-24T606 | 35-24T606; 35-24; 35-24L404; 35-24; 35-24L010 | BROKE REJECT; TANK; 15 m³ | high
tanks | PPI_0700A-25_0 | 5B8C3 | P-TANK_POS | 4955 | 325 | 35-24T605 | 35-24T605; 35-24; 35-24L405; 35-24 | THICKENED BROKE; TANK; 70 m³ | high
tanks | PPI_0700A-25_0 | 5B8C6 | P-TANK_POS | 4807.5 | 272.5 | 35-24T604 | 35-24T604; 35-24 | BROKE FILTRATE; TANK; 40 m³ | high
tanks | PPI_0700A-25_0 | 5B8F5 | P-TANK_POS | 2420 | 277.5 | 35-24T603 | 35-24T603; 35-24; 35-24L406; 35-24P511 | BROKE COLLECTION; TANK; 40 m³ | high
tanks | PPI_0700A-25_0 | 5BD49 | P-TANK_POS | 3762.5 | 275 | 35-24T601 | 35-24T601; 35-24L403; 35-24L401 | COUCH PIT; 176 m³; 2,8 % | high
tanks | PPI_0700A-25_0 | 6B1ED | P-TANK_POS | 4220 | 350 | 35-24T602 | 35-24T602; 35-24 | BROKE STORAGE TOWER; 4000 m³; 3,5 % | high
tanks | PPI_0700A-25_0 | 73646 | P-TANK_POS | 5807.5 | 325 | 35-24T607 | 35-24T607; 35-24; 35-24L407 | BROKE DOSING; TANK; 35 m³ | high
process_equipment | PPI_1302A-25_0 | 642F6 | P-EQUIPMENT_POS | 1190 | 295 | 35-24L007 | 35-24L007; 35-24P508 | SLABBING PULPER; HP-33G2; 800 BDTPD | high
process_equipment | PPI_1302A-25_0 | 642FC | P-EQUIPMENT_POS | 2712.5 | 282.5 | 35-24L003 | 35-24L003; 35-24P505 | SIZE PRESS PULPER; HP-63G2; 2621 ADTPD | high
process_equipment | PPI_1302A-25_0 | 642FF | P-EQUIPMENT_POS | 1715 | 272.5 | 35-24L005 | 35-24L005; 35-24; 35-24P520; 35-24; 35-24P506 | REEL PULPER; HP-63G2; 2621 ADTPD | high
process_equipment | PPI_1302A-25_0 | 64302 | P-EQUIPMENT_POS | 660 | 297.5 | 35-24L008 | 35-24L008; 35-24P509 | WINDER PULPER; HP-33G2; 800 BDTPD | high
process_equipment | PPI_1302A-25_0 | 64310 | P-EQUIPMENT_POS | 5470 | 347.5 | 35-24L010 | 35-24L010; 35-24; 35-24; 35-24; 35-24 | BROKE SCREEN; ProFS-250HC; DN100 | high
process_equipment | PPI_1302A-25_0 | 64343 | P-EQUIPMENT_POS | 4817.5 | 470 | 35-24L002 | 35-24L002; 35-24 | BROKE THICKENER; GT-2540; EMERGENCY STOP | high
process_equipment | PPI_1302A-25_0 | 6438C | P-EQUIPMENT_POS | 1817.5 | 287.5 | 35-24L006 | 35-24L006; 35-24; 35-24P507 | BROKE CONVEYOR 3; S1/ST1; 2 bar | high
process_equipment | PPI_1302A-25_0 | 643C4 | P-EQUIPMENT_POS | 3268.6857 | 299.2646 | 35-24L001 | 35-24L001; 35-24; 35-24; 35-24; 35-24L011 | PRESS PULPER; HP-50G2; 2621 ADTPD | high
process_equipment | P7A0113 | 731E3 | P-EQUIPMENTS | 4212.25 | 237.5 | 35-24L402 | 35-24L402; 35-24 | 3,5 %; 4000 m³; BROKE STORAGE TOWER | high
process_equipment | P7A0903 | 7745E | P-EQUIPMENTS | 287.5 | 332.5 | 35-24L009 | 35-24L009 | BROKE ROLL CUTTER; BROKE ROLL CUTTER CONTROL; HOLD! | high
process_equipment | PPI_1320A-25_0 | 7753E | P-EQUIPMENT_POS | 200 | 317.5 | 35-24L009 | 35-24L009 | BROKE ROLL PULPER; 141 BDTPD; STOP | high
process_equipment | PPI_1320A-25_0 | 78675 | P-EQUIPMENT_POS | 340 | 380 |  |  | BROKE ROLL CUTTER; BROKE ROLL CUTTER CONTROL; HOLD! | low
process_equipment | PPI_1302A-25_0 | 7A949 | P-EQUIPMENT_POS | 3350 | 280 | 35-24L011 | 35-24L011; 35-24; 35-24L001; 35-24P504 | BROKE CONVEYOR 1; VENTILATION; 2 bar | high
process_equipment | PPI_1302A-25_0 | 7C307 | P-EQUIPMENT_POS | 2825 | 307.5 | 35-24L004 | 35-24L004 | BROKE CONVEYOR 2; TAIL; VENTILATION | high
agitators | PPI_0802A-25_0 | 5BB6C | P-AGITATOR_POS | 3765.0371 | 220 | 35-24L401 | 35-24L401; 35-24L403; 35-24T601; 35-24; 35-24 | SFVPT-110-2; 2621 ADTPD; 2,8 % | high
agitators | PPI_0802A-25_0 | 5BB6F | P-AGITATOR_POS | 3762.5 | 230 | 35-24L403 | 35-24L403; 35-24L401; 35-24T601; 35-24; 35-24 | SFVPT-110-2; 2621 ADTPD; 2,8 % | high
agitators | PPI_0802A-25_0 | 5F1ED | P-AGITATOR_POS | 4222.5 | 232.5 | 35-24L402 | 35-24L402; 35-24 | 3,5 %; 4000 m³; LEVEL INTERLOCKING | high
agitators | PPI_0802A-25_0 | 63E6B | P-AGITATOR_POS | 5555 | 280 | 35-24L404 | 35-24L404; 35-24T606; 35-24; 35-24 | 2,7 %; 15 m³; TANK | high
agitators | PPI_0802A-25_0 | 741F3 | P-AGITATOR_POS | 2420 | 230 | 35-24L406 | 35-24L406; 35-24T603; 35-24 | 40 m³; TANK; BROKE COLLECTION | high
agitators | PPI_0802A-25_0 | 74209 | P-AGITATOR_POS | 4957.5 | 280 | 35-24L405 | 35-24L405; 35-24T605; 35-24 | 70 m³; TANK; THICKENED BROKE | high
agitators | PPI_0802A-25_0 | 75BA2 | P-AGITATOR_POS | 5810 | 282.5 | 35-24L407 | 35-24L407; 35-24T607; 35-24 | 3,6 %; 35 m³; TANK | high
pumps | P7A0200 | 35EE6 | P-PUMPS | 3875 | 265 | 35-24P502 | 35-24; 35-24P502; 35-24P501; 35-24; 35-24 | STOP; COUCH PIT; START | high
pumps | P7A0200 | 35EE7 | P-PUMPS | 3890.0371 | 250 | 35-24P501 | 35-24P501; 35-24P502; 35-24; 35-24; 35-24 | STOP; COUCH PIT; START | high
pumps | P7A0200 | 35EEA | P-PUMPS | 4435 | 250 | 35-24P512 | 35-24P512; 35-24; 35-24; 35-24 |  | high
pumps | P7A0200 | 35EEC | P-PUMPS | 1692.5617 | 232.5388 | 35-24P506 | 35-24P506; 35-24L005; 35-24P520; 35-24; 35-24 | 2621 ADTPD; HP-63G2; REEL PULPER | high
pumps | P7A0200 | 3662A | P-PUMPS | 2687.5 | 252.5 | 35-24L003 | 35-24L003; 35-24P505; 35-24 | 2621 ADTPD; HP-63G2; SIZE PRESS PULPER | high
pumps | P7A0200 | 3674F | P-PUMPS | 3225.0371 | 225 | 35-24P503 | 35-24P503; 35-24; 35-24L001 | 2621 ADTPD; HP-50G2; PRESS PULPER | high
pumps | P7A0200 | 480AF | P-PUMPS | 630 | 250 | 35-24P509 | 35-24P509; 35-24L008 | 800 BDTPD; HP-33G2; WINDER PULPER | high
pumps | P7A0200 | 5509A | P-PUMPS | 2312.5 | 250 | 35-24P510 | 35-24P510; 35-24P511; 35-24 | 40 m³; TANK; BROKE COLLECTION | high
pumps | P7A0200 | 554AF | P-PUMPS | 1170 | 250 | 35-24P508 | 35-24P508; 35-24L007 | 800 BDTPD; HP-33G2; SLABBING PULPER | high
pumps | P7A0200 | 5B33E | P-PUMPS | 5132.5 | 300 | 35-24P513 | 35-24P513; 35-24; 35-24; 35-24P515; 35-24 |  | high
pumps | P7A0200 | 5B39D | P-PUMPS | 5067.5 | 315 | 35-24P515 | 35-24; 35-24P515; 35-24; 35-24; 35-24P513 | THICKENED BROKE; TANK; 70 m³ | high
pumps | P7A0200 | 5B4F4 | P-PUMPS | 4725 | 250 | 35-24P516 | 35-24P516 | 40 m³; 0,5 %; TANK | high
pumps | P7A0200 | 5B65F | P-PUMPS | 5667.5 | 300 | 35-24P518 | 35-24P518; 35-24 | 15 m³; 2,7 %; TANK | high
pumps | PPI_0521A-25_0 | 65A8C | P-PUMP_POS | 1875 | 227.5 | 35-24P507 | 35-24P507; 35-24; 35-24; 35-24L006; 35-24 | PRODUCTION; BROKE CONVEYOR 3; VENTILATION | high
pumps | PPI_0521A-25_0 | 65A90 | P-PUMP_POS | 3402.5 | 227.5 | 35-24P504 | 35-24P504; 35-24; 35-24; 35-24L011 | BROKE CONVEYOR 1; PRODUCTION; VENTILATION | high
pumps | PPI_0521A-25_0 | 65A94 | P-PUMP_POS | 5067.5 | 277.5 | 35-24P515 | 35-24P515; 35-24; 35-24P513; 35-24; 35-24 | 70 m³; TANK; THICKENED BROKE | high
pumps | PPI_0521A-25_0 | 65A99 | P-PUMP_POS | 5132.5 | 277.5 | 35-24P513 | 35-24P513; 35-24; 35-24; 35-24P515; 35-24 |  | high
pumps | PPI_0521A-25_0 | 65A9D | P-PUMP_POS | 1145 | 230 | 35-24P508 | 35-24P508; 35-24L007; 35-24 | 800 BDTPD; HP-33G2; SLABBING PULPER | high
pumps | PPI_0521A-25_0 | 65AA1 | P-PUMP_POS | 2287.5 | 228.934 | 35-24P510 | 35-24P510; 35-24; 35-24P511 |  | high
pumps | PPI_0521A-25_0 | 65AA5 | P-PUMP_POS | 605 | 230 | 35-24P509 | 35-24P509; 35-24; 35-24L008 | WINDER PULPER ROTOR 1; 800 BDTPD; GEAR BOX OIL PUMP | high
pumps | PPI_0521A-25_0 | 65AA9 | P-PUMP_POS | 4435 | 227.5 | 35-24P512 | 35-24P512; 35-24; 35-24 |  | high
pumps | PPI_0521A-25_0 | 65AAE | P-PUMP_POS | 3850.0371 | 212.5 | 35-24P502 | 35-24P502; 35-24P501; 35-24L401; 35-24L403 | COUCH PIT AGITATOR 1; GEAR BOX OIL PUMP; COUCH PIT AGITATOR 2 | high
pumps | PPI_0521A-25_0 | 65AB2 | P-PUMP_POS | 3890.0371 | 212.5 | 35-24P501 | 35-24P501; 35-24P502 | STOP; COUCH PIT AGITATOR 1; COUCH PIT | high
pumps | PPI_0521A-25_0 | 65AB6 | P-PUMP_POS | 3200 | 200 | 35-24P503 | 35-24P503; 35-24 | PRESS PULPER ROTOR 1; GEAR BOX OIL PUMP; 2621 ADTPD | high
pumps | PPI_0521A-25_0 | 65ABA | P-PUMP_POS | 2652.5 | 225 | 35-24P505 | 35-24P505; 35-24; 35-24L003; 35-24 | 2621 ADTPD; SIZE PRESS PULPER ROTOR 1; HP-63G2 | high
pumps | PPI_0521A-25_0 | 65ABE | P-PUMP_POS | 1660 | 207.5 | 35-24P506 | 35-24P506; 35-24; 35-24; 35-24P520; 35-24 | 2621 ADTPD; HP-63G2; REEL PULPER | high
pumps | PPI_0521A-25_0 | 65AC2 | P-PUMP_POS | 5667.5 | 277.5 | 35-24P518 | 35-24P518; 35-24 | 2,7 %; 15 m³; TANK | high
pumps | PPI_0521A-25_0 | 65AC6 | P-PUMP_POS | 4725 | 227.5 | 35-24P516 | 35-24P516 | 0,5 %; 40 m³; TANK | high
pumps | P7A0200 | 6D488 | P-PUMPS | 4347.5 | 262.5 | 35-24P514 | 35-24; 35-24P514; 35-24; 35-24 | LEVEL INTERLOCKING; OCC DUMP TOWER | high
pumps | PPI_0521A-25_0 | 6D58A | P-PUMP_POS | 4312.5 | 295 | 35-24P514 | 35-24P514; 35-24; 35-24 | LEVEL INTERLOCKING; OCC DUMP TOWER; 3,5 % | high
pumps | P7A0200 | 735E1 | P-PUMPS | 2322.5 | 267.5 | 35-24P511 | 35-24P511; 35-24P510; 35-24 | BROKE COLLECTION; TANK; 40 m³ | high
pumps | P7A0200 | 73684 | P-PUMPS | 5900 | 300 | 35-24P517 | 35-24P517; 35-24L407; 35-24T607 | 3,6 %; 35 m³; TANK | high
pumps | PPI_0521A-25_0 | 75F4C | P-PUMP_POS | 5900 | 277.5 | 35-24P517 | 35-24P517; 35-24L407 | 3,6 %; 35 m³; TANK | high
pumps | PPI_0521A-25_0 | 7675A | P-PUMP_POS | 2335 | 305 | 35-24P511 | 35-24P511 | BROKE COLLECTION; TANK; 40 m³ | high
pumps | P7A0200 | 774F8 | P-PUMPS | 177.5 | 250 | 35-24P519 | 35-24P519; 35-24L009; 35-24 | 141 BDTPD; BROKE ROLL PULPER | high
pumps | PPI_0521A-25_0 | 77547 | P-PUMP_POS | 152.5 | 227.5 | 35-24P519 | 35-24P519; 35-24 | 141 BDTPD; BROKE ROLL PULPER | high
pumps | P7A0200 | 77962 | P-PUMPS | 3390 | 227.5 | 35-24P504 | 35-24P504; 35-24; 35-24; 35-24L011 | BROKE CONVEYOR 1; PRODUCTION; 2 bar | high
pumps | P7A0200 | 779A8 | P-PUMPS | 1865 | 227.5 | 35-24P507 | 35-24P507; 35-24; 35-24; 35-24L006 | BROKE CONVEYOR 3; PRODUCTION; VENTILATION | high
pumps | P7A0200 | 7E4E8 | P-PUMPS | 6086 | 302.5 |  |  |  | low
pumps | P7A0217 | 7E4E9 | P-PUMPS | 6086 | 290 |  |  |  | low
pumps | P7A0200 | 8016A | P-PUMPS | 1700 | 265 | 35-24L005 | 35-24L005; 35-24; 35-24P520; 35-24; 35-24P506 | REEL PULPER; HP-63G2; 2621 ADTPD | high
pumps | PPI_0521A-25_0 | 801CE | P-PUMP_POS | 1650 | 272.5 | 35-24P520 | 35-24P520; 35-24; 35-24; 35-24; 35-24 | REEL PULPER; HP-63G2; 2621 ADTPD | high
motors | PPI_1504A-25_0 | 739B8 | P-MOTOR_POS | 680 | 232.5 | 35-24L008 | 35-24L008; 35-24P509 | 800 BDTPD; HP-33G2; WINDER PULPER | high
motors | PPI_1504A-25_0 | 739BA | P-MOTOR_POS | 682.5 | 217.5 | 35-24P509 | 35-24P509; 35-24L008 | 800 BDTPD; HP-33G2; WINDER PULPER | high
motors | PPI_1504A-25_0 | 739BC | P-MOTOR_POS | 1210 | 225 | 35-24P508 | 35-24P508; 35-24L007 | 800 BDTPD; HP-33G2; SLABBING PULPER | high
motors | PPI_1504A-25_0 | 739BE | P-MOTOR_POS | 1215 | 210 | 35-24P508 | 35-24P508; 35-24L007 | 800 BDTPD; HP-33G2; SLABBING PULPER | high
motors | PPI_1504A-25_0 | 739C0 | P-MOTOR_POS | 1737.5 | 207.5 | 35-24L005 | 35-24L005; 35-24P506 | 2621 ADTPD; HP-63G2; REEL PULPER | high
motors | PPI_1504A-25_0 | 739C2 | P-MOTOR_POS | 1740 | 192.5 | 35-24P506 | 35-24P506; 35-24L005 | 2621 ADTPD; REEL PULPER ROTOR 1; GEAR BOX OIL PUMP | high
motors | PPI_1504A-25_0 | 739C4 | P-MOTOR_POS | 2727.5 | 210 | 35-24L003 | 35-24L003; 35-24P505 | 2621 ADTPD; HP-63G2; SIZE PRESS PULPER | high
motors | PPI_1504A-25_0 | 739C6 | P-MOTOR_POS | 2725 | 225 | 35-24L003 | 35-24L003; 35-24P505 | 2621 ADTPD; HP-63G2; SIZE PRESS PULPER | high
motors | PPI_1504A-25_0 | 739C8 | P-MOTOR_POS | 3267.5 | 200 | 35-24P503 | 35-24P503 | 2621 ADTPD; HP-50G2; PRESS PULPER | high
motors | PPI_1504A-25_0 | 739CA | P-MOTOR_POS | 3272.5 | 185 | 35-24P503 | 35-24P503 | 2621 ADTPD; HP-50G2; 2 bar | high
motors | PPI_1504A-25_0 | 7464D | P-MOTOR_POS | 5470 | 327.5 | 35-24L010 | 35-24L010; 35-24; 35-24; 35-24; 35-24 | ProFS-250HC; BROKE SCREEN; DN100 | high
motors | PPI_1504A-25_0 | 74664 | P-MOTOR_POS | 4817.5 | 450 | 35-24L002 | 35-24L002; 35-24 | GT-2540; BROKE THICKENER; EMERGENCY STOP | high
motors | PPI_1504A-25_0 | 77912 | P-MOTOR_POS | 217.5 | 227.5 | 35-24P519 | 35-24P519; 35-24L009 | 141 BDTPD; BROKE ROLL PULPER | high
motors | PPI_1504A-25_0 | 7D7B1 | P-MOTOR_POS | 3775 | 162.5 | 35-24L401 | 35-24; 35-24L401; 35-24; 35-24L403; 35-24 | PRODUCTION; COUCH PIT AGITATOR 1; GEAR BOX OIL PUMP | high
motors | PPI_1504A-25_0 | 7D7BB | P-MOTOR_POS | 3775 | 147.5 | 35-24L401 | 35-24; 35-24; 35-24L401; 35-24; 35-24L403 | COUCH PIT AGITATOR 2; GEAR BOX OIL PUMP; GEAR BOX OIL PUMP | high
motors | PPI_1504A-25_0 | 7D7D4 | P-MOTOR_POS | 3082.5 | 162.5 |  | 35-24; 35-24; 35-24 | PRESS PULPER ROTOR 1; GEAR BOX OIL PUMP; PRESS PULPER ROTOR 2 | low
motors | PPI_1504A-25_0 | 7D7D8 | P-MOTOR_POS | 3082.5 | 147.5 |  | 35-24; 35-24; 35-24 | PRESS PULPER ROTOR 2; GEAR BOX OIL PUMP; GEAR BOX OIL PUMP | low
motors | PPI_1504A-25_0 | 7D7EF | P-MOTOR_POS | 2647.5 | 162.5 | 35-24P505 | 35-24; 35-24P505; 35-24; 35-24; 35-24 | SIZE PRESS PULPER ROTOR 1; GEAR BOX OIL PUMP; SIZE PRESS PULPER ROTOR 2 | high
motors | PPI_1504A-25_0 | 7D7F3 | P-MOTOR_POS | 2647.5 | 147.5 | 35-24P505 | 35-24; 35-24; 35-24; 35-24; 35-24P505 | SIZE PRESS PULPER ROTOR 2; GEAR BOX OIL PUMP; GEAR BOX OIL PUMP | high
motors | PPI_1504A-25_0 | 7D801 | P-MOTOR_POS | 1672.5 | 145 | 35-24P506 | 35-24; 35-24; 35-24; 35-24; 35-24P506 | REEL PULPER ROTOR 1; GEAR BOX OIL PUMP; REEL PULPER ROTOR 2 | high
motors | PPI_1504A-25_0 | 7D805 | P-MOTOR_POS | 1672.5 | 130 |  | 35-24; 35-24; 35-24; 35-24; 35-24 | REEL PULPER ROTOR 2; GEAR BOX OIL PUMP; GEAR BOX OIL PUMP | low
motors | PPI_1504A-25_0 | 7D813 | P-MOTOR_POS | 1097.5 | 165 | 35-24P508 | 35-24; 35-24; 35-24P508 | SLABBING PULPER ROTOR 1; GEAR BOX OIL PUMP; SLABBING PULPER ROTOR 2 | high
motors | PPI_1504A-25_0 | 7D817 | P-MOTOR_POS | 1097.5 | 150 |  | 35-24; 35-24; 35-24 | SLABBING PULPER ROTOR 2; GEAR BOX OIL PUMP; GEAR BOX OIL PUMP | low
motors | PPI_1504A-25_0 | 7D825 | P-MOTOR_POS | 560 | 165 | 35-24P509 | 35-24; 35-24P509; 35-24; 35-24 | WINDER PULPER ROTOR 1; GEAR BOX OIL PUMP; WINDER PULPER ROTOR 2 | high
motors | PPI_1504A-25_0 | 7D829 | P-MOTOR_POS | 560 | 150 |  | 35-24; 35-24; 35-24 | WINDER PULPER ROTOR 2; GEAR BOX OIL PUMP; GEAR BOX OIL PUMP | low
valves | PPI_0900A | 36601 | P-VALVEPOS | 2936.25 | 75 |  |  |  | low
valves | PPI_0900A | 3667E | P-VALVEPOS | 1748.25 | 263 | 35-24L005 | 35-24L005; 35-24; 35-24L006 | REEL PULPER; HP-63G2; 2621 ADTPD | high
valves | PPI_0900A | 366A9 | P-VALVEPOS | 2802.5 | 225 | 35-24L004 | 35-24; 35-24; 35-24; 35-24L004; 35-24 | PRODUCTION; 1 bar; BROKE CONVEYOR 2 | high
valves | PPI_0900A | 366AB | P-VALVEPOS | 1808.4949 | 207.5 | 35-24P507 | 35-24P507; 35-24L006 | BROKE CONVEYOR 3; 2 bar; S1/ST1 | high
valves | PPI_0900A | 3673F | P-VALVEPOS | 3452.5371 | 75 |  | 35-24; 35-24 | PRODUCTION | low
valves | PPI_0900A | 36741 | P-VALVEPOS | 3333.75 | 200.6135 | 35-24P504 | 35-24; 35-24P504; 35-24L011 | BROKE CONVEYOR 1; 2 bar; 2621 ADTPD | high
valves | PPI_0900A | 3678D | P-VALVEPOS | 3813.75 | 287.5 | 35-24T601 | 35-24T601; 35-24; 35-24; 35-24L403; 35-24L401 | COUCH PIT; 2 bar; VENTILATION | high
valves | PPI_0900A | 367B3 | P-VALVEPOS | 4103.7871 | 275 |  | 35-24; 35-24 |  | low
valves | PPI_0900A | 3692C | P-VALVEPOS | 4273.9537 | 257.5 | 35-24L402 | 35-24L402; 35-24P514; 35-24 | LEVEL INTERLOCKING; OCC DUMP TOWER; 3,5 % | high
valves | PPI_0900A | 3692E | P-VALVEPOS | 4420 | 222.5 | 35-24P512 | 35-24; 35-24P512; 35-24 |  | high
valves | PPI_0900A | 36938 | P-VALVEPOS | 4506.25 | 260 | 35-24P512 | 35-24; 35-24; 35-24; 35-24P512 |  | high
valves | PPI_0900A | 36CB7 | P-VALVEPOS | 1817.5 | 77.5 |  | 35-24; 35-24; 35-24; 35-24; 35-24 |  | low
valves | PPI_0900A | 36CBA | P-VALVEPOS | 1765.3133 | 77.5 |  | 35-24; 35-24; 35-24; 35-24; 35-24 | GEAR BOX OIL PUMP; REEL PULPER ROTOR 2; GEAR BOX OIL PUMP | low
valves | PPI_0900A | 36CC4 | P-VALVEPOS | 2805 | 77.5 |  | 35-24; 35-24; 35-24 | PRODUCTION | low
valves | PPI_0900A | 36CC6 | P-VALVEPOS | 2755 | 77.5 |  | 35-24; 35-24; 35-24; 35-24; 35-24 | GEAR BOX OIL PUMP; SIZE PRESS PULPER ROTOR 2; PRODUCTION | low
valves | PPI_0900A | 36CC8 | P-VALVEPOS | 3410.0371 | 77.5 |  | 35-24; 35-24; 35-24 | PRODUCTION | low
valves | PPI_0900A | 36CCA | P-VALVEPOS | 3307.5 | 77.5 |  | 35-24; 35-24; 35-24; 35-24; 35-24 |  | low
valves | PPI_0900A | 36CCE | P-VALVEPOS | 3877.4599 | 77.5 |  | 35-24; 35-24; 35-24; 35-24; 35-24 | GEAR BOX OIL PUMP; COUCH PIT AGITATOR 2; GEAR BOX OIL PUMP | low
valves | PPI_0900A | 36CD0 | P-VALVEPOS | 3927.4298 | 77.5 |  | 35-24; 35-24; 35-24; 35-24; 35-24 |  | low
valves | PPI_0900A | 36FFD | P-VALVEPOS | 3848 | 220 | 35-24P502 | 35-24P502; 35-24P501; 35-24L401; 35-24L403 | COUCH PIT AGITATOR 1; GEAR BOX OIL PUMP; SFVPT-110-2 | high
valves | PPI_0900A | 37009 | P-VALVEPOS | 3810.0371 | 257.5 | 35-24T601 | 35-24T601; 35-24L403; 35-24L401; 35-24P502; 35-24 | 2621 ADTPD; SFVPT-110-2; 176 m³ | high
valves | PPI_0900A | 3701F | P-VALVEPOS | 2736.25 | 242.5 | 35-24L003 | 35-24L003; 35-24P505 | 2621 ADTPD; HP-63G2; SIZE PRESS PULPER | high
valves | PPI_0900A | 3702B | P-VALVEPOS | 3268.75 | 215 | 35-24P503 | 35-24P503; 35-24L001 | 2621 ADTPD; HP-50G2; PRESS PULPER | high
valves | PPI_0900A | 37048 | P-VALVEPOS | 3813.75 | 225 | 35-24L401 | 35-24L401; 35-24P502; 35-24L403; 35-24T601; 35-24P501 | SFVPT-110-2; 2621 ADTPD; 2,8 % | high
valves | PPI_0900A | 3708A | P-VALVEPOS | 4317.5 | 227.5 | 35-24P514 | 35-24P514; 35-24; 35-24; 35-24L402 | LEVEL INTERLOCKING; OCC DUMP TOWER | high
valves | PPI_0900A | 383B1 | P-VALVEPOS | 1670 | 242.5 | 35-24P520 | 35-24P520; 35-24; 35-24P506; 35-24L005; 35-24 | 2621 ADTPD; HP-63G2; REEL PULPER | high
valves | PPI_0900A | 383C3 | P-VALVEPOS | 2661.25 | 257.5 | 35-24P505 | 35-24P505; 35-24; 35-24L003; 35-24 | 2621 ADTPD; HP-63G2; SIZE PRESS PULPER | high
valves | PPI_0900A | 383CB | P-VALVEPOS | 2672.5 | 242.5 | 35-24P505 | 35-24P505; 35-24L003; 35-24 | 2621 ADTPD; HP-63G2; SIZE PRESS PULPER | high
valves | PPI_0900A | 383CE | P-VALVEPOS | 2637.5 | 242.5 | 35-24P505 | 35-24P505; 35-24; 35-24; 35-24L003; 35-24 | 2621 ADTPD; HP-63G2; SIZE PRESS PULPER | high
valves | PPI_0900A | 383DB | P-VALVEPOS | 3200 | 235 | 35-24P503 | 35-24P503; 35-24; 35-24 | 2621 ADTPD; HP-50G2; PRESS PULPER | high
valves | PPI_0900A | 383F3 | P-VALVEPOS | 4013.25 | 217.5 |  | 35-24; 35-24; 35-24 |  | low
valves | PPI_0900A | 38406 | P-VALVEPOS | 3816.2871 | 270 | 35-24T601 | 35-24T601; 35-24L403; 35-24L401; 35-24P502; 35-24 | 2621 ADTPD; SFVPT-110-2; COUCH PIT | high
valves | PPI_0900A | 3840F | P-VALVEPOS | 4005.1621 | 256 |  | 35-24; 35-24; 35-24 |  | low
valves | PPI_0900A | 38412 | P-VALVEPOS | 4019.625 | 227.5 |  | 35-24; 35-24; 35-24 |  | low
valves | PPI_0900A | 384D9 | P-VALVEPOS | 3856.125 | 230 | 35-24P502 | 35-24P502; 35-24P501; 35-24L401; 35-24L403 | SFVPT-110-2; 2621 ADTPD; COUCH PIT AGITATOR 1 | high
valves | PPI_0900A | 384DF | P-VALVEPOS | 3918.1621 | 256.25 | 35-24P501 | 35-24P501; 35-24; 35-24; 35-24P502; 35-24 | STOP; COUCH PIT; START | high
valves | PPI_0900A | 384E5 | P-VALVEPOS | 3918.1621 | 270 | 35-24P501 | 35-24; 35-24P501; 35-24; 35-24; 35-24 | STOP; COUCH PIT; START | high
valves | PPI_0900A | 386E8 | P-VALVEPOS | 2702.5 | 242.5 | 35-24L003 | 35-24L003; 35-24P505 | 2621 ADTPD; HP-63G2; SIZE PRESS PULPER | high
valves | PPI_0900A | 386F3 | P-VALVEPOS | 3273.1621 | 235 | 35-24L001 | 35-24L001; 35-24P503 | 2621 ADTPD; HP-50G2; PRESS PULPER | high
valves | PPI_0900A | 386FB | P-VALVEPOS | 4041.6621 | 257.5 |  | 35-24; 35-24; 35-24 |  | low
valves | PPI_0900A | 38780 | P-VALVEPOS | 4267.4298 | 77.5018 |  | 35-24; 35-24; 35-24; 35-24 | INSTRU | low
valves | PPI_0900A | 387A8 | P-VALVEPOS | 4318.125 | 242.5 | 35-24P514 | 35-24P514; 35-24; 35-24 | LEVEL INTERLOCKING; OCC DUMP TOWER | high
valves | PPI_0900A | 387BA | P-VALVEPOS | 4461.875 | 260 | 35-24P512 | 35-24; 35-24P512; 35-24; 35-24 |  | high
valves | PPI_0900A | 387C6 | P-VALVEPOS | 4511.25 | 242.5 | 35-24P512 | 35-24; 35-24; 35-24; 35-24P512 |  | high
valves | PPI_0900A | 387C9 | P-VALVEPOS | 4608.75 | 275 |  | 35-24; 35-24 |  | low
valves | PPI_0900A | 397A4 | P-VALVEPOS | 4272.5 | 222.5 | 35-24L402 | 35-24L402; 35-24P514 | LEVEL INTERLOCKING; OCC DUMP TOWER; 3,5 % | high
valves | PPI_0900A | 3EAD3 | P-VALVEPOS | 1880 | 77.5 |  | 35-24; 35-24; 35-24 | PRODUCTION | low
valves | PPI_0900A | 45233 | P-VALVEPOS | 4457.4298 | 77.5018 |  | 35-24; 35-24 |  | low
valves | PPI_0900A | 47FC8 | P-VALVEPOS | 770 | 87.5 |  | 35-24; 35-24; 35-24 |  | low
valves | PPI_0900A | 47FCE | P-VALVEPOS | 717.5 | 87.5 |  | 35-24; 35-24; 35-24; 35-24; 35-24 |  | low
valves | PPI_0900A | 480BA | P-VALVEPOS | 748.75 | 227.5 |  | 35-24; 35-24; 35-24 | 1 bar; 800 BDTPD; HP-33G2 | low
valves | PPI_0900A | 480C2 | P-VALVEPOS | 640.5 | 230 | 35-24P509 | 35-24P509; 35-24L008 | 800 BDTPD; HP-33G2; WINDER PULPER | high
valves | PPI_0900A | 480C5 | P-VALVEPOS | 672.5 | 242.5 | 35-24L008 | 35-24L008; 35-24P509 | 800 BDTPD; HP-33G2; WINDER PULPER | high
valves | PPI_0900A | 480EC | P-VALVEPOS | 526.75 | 218.75 | 35-24P509 | 35-24; 35-24; 35-24P509 | WINDER PULPER ROTOR 1; GEAR BOX OIL PUMP; WINDER PULPER ROTOR 2 | high
valves | PPI_0900A | 480EF | P-VALVEPOS | 521.75 | 230 | 35-24P509 | 35-24; 35-24; 35-24P509 | WINDER PULPER ROTOR 1; GEAR BOX OIL PUMP; WINDER PULPER ROTOR 2 | high
valves | PPI_0900A | 48162 | P-VALVEPOS | 603.75 | 255 | 35-24P509 | 35-24P509; 35-24; 35-24L008 | 800 BDTPD; HP-33G2; WINDER PULPER | high
valves | PPI_0900A | 481DC | P-VALVEPOS | 815 | 317.5 |  |  | 2 bar; VENTILATION; SHOWER S3 | low
valves | PPI_0900A | 481E8 | P-VALVEPOS | 691.25 | 312.5 | 35-24L008 | 35-24L008 | WINDER PULPER; 1 bar; HP-33G2 | high
valves | PPI_0900A | 481EA | P-VALVEPOS | 661.75 | 310 | 35-24L008 | 35-24L008 | WINDER PULPER; HP-33G2; 800 BDTPD | high
valves | PPI_0900A | 48213 | P-VALVEPOS | 815 | 340 |  | 35-24 | 2 bar; SHOWER S3; WINDER PULPER | low
valves | PPI_0900A | 48223 | P-VALVEPOS | 691.25 | 332.5 | 35-24L008 | 35-24L008; 35-24 | VENTILATION; WINDER PULPER; 1 bar | high
valves | PPI_0900A | 48CF3 | P-VALVEPOS | 1707.8133 | 77.5 |  | 35-24; 35-24; 35-24; 35-24; 35-24 | GEAR BOX OIL PUMP; REEL PULPER ROTOR 2; GEAR BOX OIL PUMP | low
valves | PPI_0900A | 48D38 | P-VALVEPOS | 2695 | 77.5 |  | 35-24; 35-24; 35-24; 35-24; 35-24 | GEAR BOX OIL PUMP; SIZE PRESS PULPER ROTOR 2; GEAR BOX OIL PUMP | low
valves | PPI_0900A | 48D9E | P-VALVEPOS | 3255 | 77.5 |  | 35-24; 35-24; 35-24; 35-24; 35-24 |  | low
valves | PPI_0900A | 48DF2 | P-VALVEPOS | 3980 | 77.5 |  | 35-24; 35-24; 35-24; 35-24; 35-24 |  | low
valves | PPI_0900A | 48DF7 | P-VALVEPOS | 4029.9298 | 77.5 |  | 35-24; 35-24; 35-24 |  | low
valves | PPI_0900A | 49094 | P-VALVEPOS | 4567.5 | 197.5 |  | 35-24 |  | low
valves | PPI_0900A | 49C89 | P-VALVEPOS | 4567.5 | 222.5 |  | 35-24; 35-24 |  | low
valves | PPI_0900A | 55092 | P-VALVEPOS | 2342.5 | 227.5 | 35-24P510 | 35-24P510; 35-24; 35-24P511; 35-24L406 | 40 m³; TANK; BROKE COLLECTION | high
valves | PPI_0900A | 55093 | P-VALVEPOS | 2392.25 | 220 | 35-24L406 | 35-24L406; 35-24T603; 35-24 | 40 m³; TANK; BROKE COLLECTION | high
valves | PPI_0900A | 5509D | P-VALVEPOS | 2364.967 | 227.467 | 35-24L406 | 35-24L406; 35-24P510; 35-24T603; 35-24; 35-24P511 | 40 m³; TANK; BROKE COLLECTION | high
valves | PPI_0900A | 550AB | P-VALVEPOS | 2392.5 | 257.5 | 35-24T603 | 35-24T603; 35-24L406; 35-24P511; 35-24 | 40 m³; TANK; BROKE COLLECTION | high
valves | PPI_0900A | 550B0 | P-VALVEPOS | 2291.875 | 260 | 35-24P510 | 35-24P510; 35-24P511; 35-24 |  | high
valves | PPI_0900A | 550B8 | P-VALVEPOS | 2253.75 | 242.5 | 35-24P510 | 35-24P510; 35-24; 35-24 |  | high
valves | PPI_0900A | 55405 | P-VALVEPOS | 1310 | 77.5 |  | 35-24; 35-24; 35-24 |  | low
valves | PPI_0900A | 55409 | P-VALVEPOS | 1260 | 77.5 |  | 35-24; 35-24; 35-24; 35-24; 35-24 |  | low
valves | PPI_0900A | 554B5 | P-VALVEPOS | 1286.25 | 222.5 |  | 35-24; 35-24; 35-24; 35-24; 35-24 | 1 bar; 800 BDTPD; HP-33G2 | low
valves | PPI_0900A | 55534 | P-VALVEPOS | 1143.75 | 260 | 35-24P508 | 35-24P508; 35-24L007; 35-24 | 800 BDTPD; HP-33G2; SLABBING PULPER | high
valves | PPI_0900A | 55599 | P-VALVEPOS | 1192.5 | 307.5 | 35-24L007 | 35-24L007 | SLABBING PULPER; 2 bar; HP-33G2 | high
valves | PPI_0900A | 55906 | P-VALVEPOS | 2430.625 | 77.5 |  | 35-24; 35-24; 35-24 |  | low
valves | PPI_0900A | 5591E | P-VALVEPOS | 2275.625 | 77.5 |  | 35-24; 35-24; 35-24 |  | low
valves | PPI_0900A | 5B354 | P-VALVEPOS | 5159.375 | 310 | 35-24P513 | 35-24; 35-24P513; 35-24; 35-24; 35-24 |  | high
valves | PPI_0900A | 5B35B | P-VALVEPOS | 5157.5 | 295 | 35-24P513 | 35-24; 35-24P513; 35-24; 35-24; 35-24P515 |  | high
valves | PPI_0900A | 5B4BC | P-VALVEPOS | 5115 | 270 | 35-24P513 | 35-24; 35-24P513; 35-24P515; 35-24; 35-24 |  | high
valves | PPI_0900A | 5D384 | P-VALVEPOS | 5455.625 | 77.5 |  | 35-24; 35-24 |  | low
valves | PPI_0900A | 5D3F8 | P-VALVEPOS | 5600.625 | 77.5 |  | 35-24; 35-24; 35-24; 35-24 |  | low
valves | PPI_0900A | 5D46C | P-VALVEPOS | 5683.125 | 77.5 |  | 35-24; 35-24 |  | low
valves | PPI_0900A | 5D612 | P-VALVEPOS | 5081.25 | 77.5 |  | 35-24; 35-24; 35-24; 35-24 |  | low
valves | PPI_0900A | 5D649 | P-VALVEPOS | 5154.375 | 77.5 |  | 35-24; 35-24; 35-24 |  | low
valves | PPI_0900A | 5D734 | P-VALVEPOS | 4980.6952 | 77.5 |  | 35-24; 35-24; 35-24 |  | low
valves | PPI_0900A | 5D920 | P-VALVEPOS | 5045 | 292.5 | 35-24P515 | 35-24P515; 35-24; 35-24; 35-24; 35-24L405 | 70 m³; TANK; THICKENED BROKE | high
valves | PPI_0900A | 5D92B | P-VALVEPOS | 5040 | 307.5 | 35-24P515 | 35-24P515; 35-24; 35-24; 35-24T605; 35-24L405 | TANK; 70 m³; THICKENED BROKE | high
valves | PPI_0900A | 5D932 | P-VALVEPOS | 5017.5 | 275 | 35-24L405 | 35-24L405; 35-24P515; 35-24T605 | 70 m³; TANK; THICKENED BROKE | high
valves | PPI_0900A | 5D936 | P-VALVEPOS | 5007.5 | 307.5 | 35-24T605 | 35-24T605; 35-24L405; 35-24; 35-24P515; 35-24 | TANK; 70 m³; THICKENED BROKE | high
valves | PPI_0900A | 5D93A | P-VALVEPOS | 5007.5 | 322.5 | 35-24T605 | 35-24T605; 35-24; 35-24L405; 35-24P515; 35-24 | THICKENED BROKE; TANK; 70 m³ | high
valves | PPI_0900A | 5D964 | P-VALVEPOS | 5606.25 | 275 | 35-24L404 | 35-24L404; 35-24T606; 35-24P518 | 2,7 %; 15 m³; TANK | high
valves | PPI_0900A | 5D99A | P-VALVEPOS | 5650 | 275 | 35-24P518 | 35-24P518; 35-24; 35-24L404 | 2,7 %; 15 m³; TANK | high
valves | PPI_0900A | 5D99C | P-VALVEPOS | 5628.75 | 275 | 35-24P518 | 35-24P518; 35-24L404; 35-24T606; 35-24 | 2,7 %; 15 m³; TANK | high
valves | PPI_0900A | 5DAEA | P-VALVEPOS | 5608.75 | 307.5 | 35-24T606 | 35-24T606; 35-24L404; 35-24P518 | TANK; BROKE REJECT; 15 m³ | high
valves | PPI_0900A | 5DC02 | P-VALVEPOS | 4783.75 | 257.5 | 35-24T604 | 35-24T604; 35-24; 35-24P516 | TANK; BROKE FILTRATE; 40 m³ | high
valves | PPI_0900A | 5E88E | P-VALVEPOS | 4958.75 | 470 |  | 35-24; 35-24; 35-24; 35-24; 35-24 | CONTROL BOX; LOCAL/REMOTE; JOGGING | low
valves | PPI_0900A | 5E893 | P-VALVEPOS | 4857.5 | 470 | 35-24L002 | 35-24L002; 35-24; 35-24; 35-24 | BROKE THICKENER; GT-2540; EMERGENCY STOP | high
valves | PPI_0900A | 5E898 | P-VALVEPOS | 4921.25 | 470 |  | 35-24; 35-24; 35-24; 35-24; 35-24 | EMERGENCY STOP; BROKE THICKENER; BROKE THICKENER | low
valves | PPI_0900A | 601C2 | P-VALVEPOS | 3202.5 | 97.5 |  | 35-24; 35-24; 35-24; 35-24 | GEAR BOX OIL PUMP; PRESS PULPER ROTOR 2; GEAR BOX OIL PUMP | low
valves | PPI_0900A | 601D2 | P-VALVEPOS | 3138.75 | 95 |  | 35-24; 35-24; 35-24 | GEAR BOX OIL PUMP; PRESS PULPER ROTOR 2; GEAR BOX OIL PUMP | low
valves | PPI_0900A | 60212 | P-VALVEPOS | 3102.5 | 95 |  | 35-24; 35-24 | GEAR BOX OIL PUMP; PRESS PULPER ROTOR 2; GEAR BOX OIL PUMP | low
valves | PPI_0900A | 60216 | P-VALVEPOS | 3067.5 | 97.5 |  | 35-24 | GEAR BOX OIL PUMP; PRESS PULPER ROTOR 2; GEAR BOX OIL PUMP | low
valves | PPI_0900A | 60286 | P-VALVEPOS | 3357.5 | 77.5 |  | 35-24; 35-24; 35-24; 35-24; 35-24 |  | low
valves | PPI_0900A | 60348 | P-VALVEPOS | 2642.5 | 100 |  | 35-24; 35-24; 35-24; 35-24; 35-24 | GEAR BOX OIL PUMP; SIZE PRESS PULPER ROTOR 2; GEAR BOX OIL PUMP | low
valves | PPI_0900A | 6034C | P-VALVEPOS | 2576.25 | 112.5 |  | 35-24; 35-24; 35-24; 35-24; 35-24 | GEAR BOX OIL PUMP; SIZE PRESS PULPER ROTOR 2; GEAR BOX OIL PUMP | low
valves | PPI_0900A | 6035E | P-VALVEPOS | 2535 | 100 |  | 35-24; 35-24; 35-24; 35-24; 35-24 |  | low
valves | PPI_0900A | 60362 | P-VALVEPOS | 2500 | 100 |  | 35-24; 35-24; 35-24; 35-24 |  | low
valves | PPI_0900A | 603E0 | P-VALVEPOS | 1637.5 | 95 |  | 35-24; 35-24; 35-24; 35-24; 35-24 | GEAR BOX OIL PUMP; REEL PULPER ROTOR 2; GEAR BOX OIL PUMP | low
valves | PPI_0900A | 603E4 | P-VALVEPOS | 1601.25 | 107.5 |  | 35-24; 35-24; 35-24; 35-24; 35-24 | GEAR BOX OIL PUMP; REEL PULPER ROTOR 2; GEAR BOX OIL PUMP | low
valves | PPI_0900A | 603F6 | P-VALVEPOS | 1567.5 | 95 |  | 35-24; 35-24; 35-24; 35-24 |  | low
valves | PPI_0900A | 603FA | P-VALVEPOS | 1532.5 | 95 |  | 35-24; 35-24 |  | low
valves | PPI_0900A | 60478 | P-VALVEPOS | 1142.5 | 95 |  | 35-24; 35-24; 35-24; 35-24 | GEAR BOX OIL PUMP; SLABBING PULPER ROTOR 2; GEAR BOX OIL PUMP | low
valves | PPI_0900A | 6047C | P-VALVEPOS | 1078.75 | 107.5 |  | 35-24; 35-24; 35-24 | GEAR BOX OIL PUMP; SLABBING PULPER ROTOR 2; GEAR BOX OIL PUMP | low
valves | PPI_0900A | 6048E | P-VALVEPOS | 1042.5 | 95 |  | 35-24; 35-24 | GEAR BOX OIL PUMP; SLABBING PULPER ROTOR 2; GEAR BOX OIL PUMP | low
valves | PPI_0900A | 60492 | P-VALVEPOS | 1007.5 | 95 |  | 35-24 |  | low
valves | PPI_0900A | 604F5 | P-VALVEPOS | 1202.5 | 77.5 |  | 35-24; 35-24; 35-24; 35-24; 35-24 | GEAR BOX OIL PUMP; SLABBING PULPER ROTOR 2; GEAR BOX OIL PUMP | low
valves | PPI_0900A | 6055F | P-VALVEPOS | 660 | 87.5 |  | 35-24; 35-24; 35-24; 35-24; 35-24 | GEAR BOX OIL PUMP; WINDER PULPER ROTOR 2; GEAR BOX OIL PUMP | low
valves | PPI_0900A | 605DF | P-VALVEPOS | 605 | 92.5 |  | 35-24; 35-24; 35-24; 35-24 | GEAR BOX OIL PUMP; WINDER PULPER ROTOR 2; GEAR BOX OIL PUMP | low
valves | PPI_0900A | 605E3 | P-VALVEPOS | 541.25 | 105 |  | 35-24; 35-24; 35-24 | GEAR BOX OIL PUMP; WINDER PULPER ROTOR 2; GEAR BOX OIL PUMP | low
valves | PPI_0900A | 605F5 | P-VALVEPOS | 502.5 | 92.5 |  | 35-24; 35-24 | GEAR BOX OIL PUMP; WINDER PULPER ROTOR 2; GEAR BOX OIL PUMP | low
valves | PPI_0900A | 605F9 | P-VALVEPOS | 467.5 | 92.5 |  | 35-24 |  | low
valves | PPI_0900A | 6081F | P-VALVEPOS | 1745 | 225 | 35-24L005 | 35-24L005; 35-24P506 | 2621 ADTPD; HP-63G2; REEL PULPER | high
valves | PPI_0900A | 60823 | P-VALVEPOS | 1712.5 | 222.5 | 35-24L005 | 35-24L005; 35-24P506; 35-24P520; 35-24; 35-24 | 2621 ADTPD; HP-63G2; REEL PULPER | high
valves | PPI_0900A | 60827 | P-VALVEPOS | 1676.25 | 225 | 35-24P506 | 35-24P506; 35-24P520; 35-24; 35-24; 35-24L005 | 2621 ADTPD; HP-63G2; REEL PULPER | high
valves | PPI_0900A | 6082B | P-VALVEPOS | 1645.625 | 222.5 | 35-24P506 | 35-24; 35-24P506; 35-24; 35-24P520; 35-24 | 2621 ADTPD; HP-63G2; REEL PULPER | high
valves | PPI_0900A | 60BAE | P-VALVEPOS | 1196.25 | 242.5 | 35-24P508 | 35-24P508; 35-24L007 | 800 BDTPD; HP-33G2; SLABBING PULPER | high
valves | PPI_0900A | 60BB2 | P-VALVEPOS | 1196.25 | 227.5 | 35-24P508 | 35-24P508; 35-24L007 | 800 BDTPD; HP-33G2; SLABBING PULPER | high
valves | PPI_0900A | 60D4F | P-VALVEPOS | 4800 | 230 | 35-24T604 | 35-24T604; 35-24; 35-24P516 | 0,5 %; 40 m³; TANK | high
valves | PPI_0900A | 6240D | P-VALVEPOS | 2095 | 72.5 |  |  |  | low
valves | PPI_0900A | 624B9 | P-VALVEPOS | 1452.5 | 75 |  |  |  | low
valves | PPI_0900A | 624BC | P-VALVEPOS | 925 | 70 |  |  |  | low
valves | PPI_0900A | 626F2 | P-VALVEPOS | 4105 | 285 |  | 35-24; 35-24 |  | low
valves | PPI_0900A | 62808 | P-VALVEPOS | 3680.0371 | 75 |  | 35-24 |  | low
valves | PPI_0900A | 62849 | P-VALVEPOS | 3040.75 | 240 |  | 35-24 | PRESS PULPER ROTOR 1; GEAR BOX OIL PUMP; PRESS PULPER ROTOR 2 | low
valves | PPI_0900A | 62861 | P-VALVEPOS | 3042.0371 | 250 |  | 35-24; 35-24 | PRESS PULPER ROTOR 1; GEAR BOX OIL PUMP | low
valves | PPI_0900A | 629F3 | P-VALVEPOS | 2335 | 72.5 |  | 35-24; 35-24; 35-24; 35-24; 35-24 |  | low
valves | PPI_0900A | 62A0A | P-VALVEPOS | 2153.75 | 267.5 |  | 35-24 |  | low
valves | PPI_0900A | 62A4E | P-VALVEPOS | 2520.75 | 260 |  | 35-24; 35-24; 35-24 | TANK; 40 m³; BROKE COLLECTION | low
valves | PPI_0900A | 62A5C | P-VALVEPOS | 2522.0371 | 270 |  | 35-24; 35-24; 35-24 | BROKE COLLECTION; TANK; 40 m³ | low
valves | PPI_0900A | 62A70 | P-VALVEPOS | 1561.25 | 247.5 |  | 35-24; 35-24; 35-24 |  | low
valves | PPI_0900A | 62A7E | P-VALVEPOS | 1561.25 | 257.5 |  | 35-24; 35-24; 35-24 |  | low
valves | PPI_0900A | 62B3A | P-VALVEPOS | 980.9247 | 267.5 |  | 35-24 |  | low
valves | PPI_0900A | 62BE6 | P-VALVEPOS | 438.401 | 267.5 |  | 35-24 |  | low
valves | PPI_0900A | 62CEE | P-VALVEPOS | 4609.25 | 285 |  | 35-24; 35-24 |  | low
valves | PPI_0900A | 62D0B | P-VALVEPOS | 4536.25 | 410 |  |  | STOP SEQUENCE; BROKE THICKENER; START SEQUENCE | low
valves | PPI_0900A | 62D10 | P-VALVEPOS | 4568.75 | 385 |  |  | STOP SEQUENCE; BROKE THICKENER | low
valves | PPI_0900A | 62E3E | P-VALVEPOS | 5283.75 | 297.5 |  | 35-24; 35-24; 35-24 |  | low
valves | PPI_0900A | 62E46 | P-VALVEPOS | 5284.25 | 307.5 |  | 35-24; 35-24; 35-24; 35-24 |  | low
valves | PPI_0900A | 62F1D | P-VALVEPOS | 5423.75 | 280 | 35-24L010 | 35-24; 35-24; 35-24; 35-24; 35-24L010 | DN200; DN100; DN200 | high
valves | PPI_0900A | 63F48 | P-VALVEPOS | 4933.75 | 405 |  | 35-24; 35-24; 35-24; 35-24; 35-24 | THICKENED BROKE; TANK; 70 m³ | low
valves | PPI_0900A | 63FBB | P-VALVEPOS | 5691.875 | 307.5 | 35-24P518 | 35-24; 35-24P518; 35-24 | TANK; 35 m³; BROKE DOSING | high
valves | PPI_0900A | 64088 | P-VALVEPOS | 4955 | 510 |  | 35-24; 35-24; 35-24; 35-24 | CONTROL BOX; LOCAL/REMOTE | low
valves | PPI_0900A | 64CCF | P-VALVEPOS | 5488.75 | 370 | 35-24L010 | 35-24; 35-24L010; 35-24; 35-24; 35-24 | BROKE SCREEN; ProFS-250HC; DN100 | high
valves | PPI_0900A | 6D547 | P-VALVEPOS | 4318.75 | 217.5 | 35-24P514 | 35-24P514; 35-24 | LEVEL INTERLOCKING; OCC DUMP TOWER | high
valves | PPI_0900A | 6D552 | P-VALVEPOS | 4378.125 | 242.5 | 35-24P512 | 35-24; 35-24; 35-24P512; 35-24P514; 35-24 | LEVEL INTERLOCKING; OCC DUMP TOWER | high
valves | PPI_0900A | 6D56F | P-VALVEPOS | 4343.75 | 222.5 | 35-24P514 | 35-24; 35-24; 35-24P514 | LEVEL INTERLOCKING; OCC DUMP TOWER | high
valves | PPI_0900A | 6D572 | P-VALVEPOS | 4343.75 | 197.5 |  | 35-24 | LEVEL INTERLOCKING | low
valves | PPI_0900A | 6D578 | P-VALVEPOS | 4275 | 270 | 35-24P514 | 35-24P514; 35-24L402; 35-24; 35-24; 35-24 | LEVEL INTERLOCKING; OCC DUMP TOWER; 3,5 % | high
valves | PPI_0900A | 6D59F | P-VALVEPOS | 4371.25 | 272.5 | 35-24P514 | 35-24; 35-24; 35-24P514; 35-24; 35-24P512 | LEVEL INTERLOCKING; OCC DUMP TOWER | high
valves | PPI_0900A | 6D60E | P-VALVEPOS | 4362.4298 | 77.5018 |  | 35-24; 35-24; 35-24; 35-24 |  | low
valves | PPI_0900A | 6D6C7 | P-VALVEPOS | 3820 | 97.5 |  | 35-24; 35-24; 35-24; 35-24 | GEAR BOX OIL PUMP; COUCH PIT AGITATOR 2; GEAR BOX OIL PUMP | low
valves | PPI_0900A | 6D6C8 | P-VALVEPOS | 3756.25 | 95 |  | 35-24; 35-24; 35-24; 35-24 | GEAR BOX OIL PUMP; COUCH PIT AGITATOR 2; GEAR BOX OIL PUMP | low
valves | PPI_0900A | 6D6CF | P-VALVEPOS | 3720 | 95 |  | 35-24; 35-24; 35-24; 35-24 | PRODUCTION; GEAR BOX OIL PUMP; COUCH PIT AGITATOR 2 | low
valves | PPI_0900A | 6D6D0 | P-VALVEPOS | 3685 | 97.5 |  | 35-24; 35-24; 35-24; 35-24 | PRODUCTION | low
valves | PPI_0900A | 71C3D | P-VALVEPOS | 3682.5 | 147.5 |  | 35-24; 35-24; 35-24; 35-24; 35-24 | PRODUCTION | low
valves | PPI_0900A | 71C55 | P-VALVEPOS | 3457.5 | 147.5 |  | 35-24; 35-24; 35-24; 35-24; 35-24 | PRODUCTION | low
valves | PPI_0900A | 71C6D | P-VALVEPOS | 2885 | 140 |  | 35-24; 35-24; 35-24; 35-24; 35-24 | PRODUCTION | low
valves | PPI_0900A | 71C86 | P-VALVEPOS | 1950 | 132.5 |  | 35-24; 35-24; 35-24; 35-24; 35-24 | PRODUCTION | low
valves | PPI_0900A | 71C9E | P-VALVEPOS | 1320 | 155 |  | 35-24; 35-24; 35-24; 35-24; 35-24 |  | low
valves | PPI_0900A | 71CA9 | P-VALVEPOS | 780 | 172.5 |  | 35-24; 35-24; 35-24; 35-24; 35-24 |  | low
valves | PPI_0900A | 7263E | P-VALVEPOS | 4192.5 | 42.5 |  | 35-24; 35-24 | INSTRU | low
valves | PPI_0900A | 735FB | P-VALVEPOS | 2392.5 | 277.5 | 35-24T603 | 35-24T603; 35-24P511; 35-24L406; 35-24 | BROKE COLLECTION; TANK; 40 m³ | high
valves | PPI_0900A | 73628 | P-VALVEPOS | 2357.5 | 277.5 | 35-24P511 | 35-24P511; 35-24T603; 35-24P510; 35-24L406 | BROKE COLLECTION; TANK; 40 m³ | high
valves | PPI_0900A | 7362B | P-VALVEPOS | 2355 | 262.5 | 35-24P511 | 35-24P511; 35-24T603; 35-24P510; 35-24L406 | TANK; BROKE COLLECTION; 40 m³ | high
valves | PPI_0900A | 73703 | P-VALVEPOS | 5855 | 310 | 35-24T607 | 35-24T607; 35-24L407; 35-24P517; 35-24 | TANK; BROKE DOSING; 35 m³ | high
valves | PPI_0900A | 73709 | P-VALVEPOS | 5855 | 277.5 | 35-24L407 | 35-24L407; 35-24P517; 35-24T607 | 3,6 %; 35 m³; TANK | high
valves | PPI_0900A | 75B0C | P-VALVEPOS | 2291.875 | 277.5 | 35-24P510 | 35-24P510; 35-24P511; 35-24 |  | high
valves | PPI_0900A | 75B8A | P-VALVEPOS | 5925 | 307.5 | 35-24P517 | 35-24P517 | TANK; 35 m³; BROKE DOSING | high
valves | PPI_0900A | 75B94 | P-VALVEPOS | 5955 | 307.5 | 35-24P517 | 35-24P517 |  | high
valves | PPI_0900A | 776B8 | P-VALVEPOS | 375 | 70 |  |  |  | low
valves | PPI_0900A | 776D9 | P-VALVEPOS | 278.75 | 227.5 |  | 35-24; 35-24; 35-24 | 141 BDTPD; BROKE ROLL PULPER | low
valves | PPI_0900A | 776E6 | P-VALVEPOS | 195 | 227.5 | 35-24P519 | 35-24P519; 35-24L009 | 141 BDTPD; BROKE ROLL PULPER | high
valves | PPI_0900A | 776EB | P-VALVEPOS | 222.5 | 260 | 35-24L009 | 35-24L009; 35-24P519 | 141 BDTPD; BROKE ROLL PULPER | high
valves | PPI_0900A | 776EF | P-VALVEPOS | 122.5 | 245 | 35-24P519 | 35-24P519; 35-24; 35-24 | 141 BDTPD; BROKE ROLL PULPER | high
valves | PPI_0900A | 7BC28 | P-VALVEPOS | 5092 | 322.5 | 35-24P515 | 35-24; 35-24P515; 35-24; 35-24P513; 35-24 | E-STOP; BROKE THICKENER | high
valves | PPI_0900A | 7BC2F | P-VALVEPOS | 4693.75 | 262.5 | 35-24P516 | 35-24P516 | BROKE FILTRATE; TANK; 40 m³ | high
valves | PPI_0900A | 7BC37 | P-VALVEPOS | 167.5 | 260 | 35-24P519 | 35-24P519; 35-24L009; 35-24 | 141 BDTPD; BROKE ROLL PULPER | high
valves | PPI_0900A | 7C140 | P-VALVEPOS | 5840 | 77.5 |  | 35-24; 35-24; 35-24; 35-24 |  | low
valves | PPI_0900A | 7C173 | P-VALVEPOS | 5918.1002 | 77.5 |  | 35-24; 35-24; 35-24 |  | low
valves | PPI_0900A | 7D99B | P-VALVEPOS | 1095 | 242.5 | 35-24P508 | 35-24; 35-24P508; 35-24 | SLABBING PULPER ROTOR 1; GEAR BOX OIL PUMP; 800 BDTPD | high
valves | PPI_0900A | 7D9AE | P-VALVEPOS | 2232.5 | 257.5 | 35-24P510 | 35-24; 35-24P510; 35-24 |  | high
valves | PPI_0900A | 7D9D5 | P-VALVEPOS | 3172.5 | 235 | 35-24P503 | 35-24; 35-24P503; 35-24 | PRESS PULPER ROTOR 1; GEAR BOX OIL PUMP; 2621 ADTPD | high
valves | PPI_0900A | 7D9E3 | P-VALVEPOS | 4396.8248 | 259.9569 | 35-24P512 | 35-24; 35-24; 35-24P512; 35-24; 35-24 | LEVEL INTERLOCKING; OCC DUMP TOWER | high
valves | PPI_0900A | 7DA02 | P-VALVEPOS | 4691.8023 | 302.5 | 35-24P516 | 35-24P516 |  | high
valves | PPI_0900A | 7DA25 | P-VALVEPOS | 4753.3599 | 245 | 35-24P516 | 35-24P516; 35-24T604 | 0,5 %; 40 m³; TANK | high
valves | PPI_0900A | 7DA37 | P-VALVEPOS | 5122.5869 | 359.9082 | 35-24P513 | 35-24; 35-24; 35-24; 35-24P513 | E-STOP; BROKE THICKENER; JOGGING | high
valves | PPI_0900A | 7DA3B | P-VALVEPOS | 5216.25 | 295 | 35-24P513 | 35-24; 35-24; 35-24P513 |  | high
valves | PPI_0900A | 7DA55 | P-VALVEPOS | 5751.432 | 292.5 | 35-24L407 | 35-24; 35-24; 35-24L407; 35-24T607; 35-24P518 | 3,6 %; 35 m³; TANK | high
valves | PPI_0900A | 7DA5B | P-VALVEPOS | 5941.432 | 292.5 | 35-24P517 | 35-24P517 |  | high
valves | PPI_0900A | 7E01D | P-VALVEPOS | 438.401 | 277.5 |  | 35-24 |  | low
valves | PPI_0900A | 7E04B | P-VALVEPOS | 980.901 | 277.5 |  | 35-24 |  | low
valves | PPI_0900A | 7E0BE | P-VALVEPOS | 2153.75 | 277.5 |  | 35-24 |  | low
valves | PPI_0900A | 7E6A4 | P-VALVEPOS | 1093.75 | 227.5 | 35-24P508 | 35-24; 35-24P508 | SLABBING PULPER ROTOR 1; GEAR BOX OIL PUMP; SLABBING PULPER ROTOR 2 | high
valves | PPI_0900A | 7E6BD | P-VALVEPOS | 3181.25 | 215 | 35-24P503 | 35-24P503; 35-24; 35-24 | PRESS PULPER ROTOR 1; GEAR BOX OIL PUMP; PRESS PULPER ROTOR 2 | high
valves | PPI_0900A | 7E8BC | P-VALVEPOS | 255 | 77.5 |  | 35-24; 35-24; 35-24 |  | low
valves | PPI_0900A | 7E8E8 | P-VALVEPOS | 192.5 | 77.5 |  | 35-24; 35-24; 35-24; 35-24 |  | low
valves | PPI_0900A | 7EB77 | P-VALVEPOS | 228.75 | 292.5 | 35-24L009 | 35-24L009 | 141 BDTPD; BROKE ROLL PULPER | high
valves | PPI_0900A | 7EC1F | P-VALVEPOS | 192.5 | 242.5 | 35-24P519 | 35-24P519; 35-24L009 | 141 BDTPD; BROKE ROLL PULPER | high
valves | PPI_0900A | 7ECAB | P-VALVEPOS | 23.401 | 267.5 |  | 35-24; 35-24 |  | low
valves | PPI_0900A | 7ECC0 | P-VALVEPOS | 23.401 | 277.5 |  | 35-24; 35-24 |  | low
valves | PPI_0900A | 7FFA6 | P-VALVEPOS | 2376.25 | 77.5 |  | 35-24; 35-24; 35-24; 35-24; 35-24 |  | low
valves | PPI_0900A | 80090 | P-VALVEPOS | 651.25 | 260 | 35-24L008 | 35-24L008; 35-24P509 | 800 BDTPD; HP-33G2; WINDER PULPER | high
valves | PPI_0900A | 800A2 | P-VALVEPOS | 1192.5 | 260 | 35-24L007 | 35-24L007; 35-24P508 | 800 BDTPD; HP-33G2; SLABBING PULPER | high
valves | PPI_0900A | 800B4 | P-VALVEPOS | 1746.25 | 252.5 | 35-24L005 | 35-24L005; 35-24; 35-24L006 | 2621 ADTPD; HP-63G2; REEL PULPER | high
valves | PPI_0900A | 800D9 | P-VALVEPOS | 2398.75 | 297.5 | 35-24T603 | 35-24T603; 35-24P511; 35-24; 35-24L406 | BROKE COLLECTION; TANK; 40 m³ | high
valves | PPI_0900A | 800ED | P-VALVEPOS | 2741.25 | 262.5 | 35-24L003 | 35-24L003 | 2621 ADTPD; HP-63G2; SIZE PRESS PULPER | high
valves | PPI_0900A | 801CA | P-VALVEPOS | 1685 | 260 | 35-24P520 | 35-24P520; 35-24L005; 35-24; 35-24; 35-24P506 | REEL PULPER; HP-63G2; 2621 ADTPD | high
valves | PPI_0900A | 801DE | P-VALVEPOS | 1735 | 305 | 35-24L005 | 35-24; 35-24L005; 35-24P520 | REEL PULPER; HP-63G2; 2 bar | high
valves | PPI_0900A | 801E2 | P-VALVEPOS | 1735 | 295 | 35-24L005 | 35-24L005; 35-24; 35-24P520; 35-24L006 | REEL PULPER; HP-63G2; 2621 ADTPD | high
valves | PPI_0900A | 804AD | P-VALVEPOS | 3940 | 242.5 | 35-24P501 | 35-24; 35-24P501; 35-24 | STOP; COUCH PIT; START | high
valves | PPI_0900A | 804F1 | P-VALVEPOS | 4843.75 | 295 | 35-24T604 | 35-24; 35-24T604; 35-24 | BROKE FILTRATE; TANK; 40 m³ | high
valves | PPI_0900A | 80530 | P-VALVEPOS | 3133.75 | 217.5 | 35-24P503 | 35-24; 35-24; 35-24; 35-24P503 | PRESS PULPER ROTOR 1; GEAR BOX OIL PUMP; PRESS PULPER ROTOR 2 | high
control_valves | PPI_1000A | 365C0 | P-CVPOS | 2000 | 145 |  | 35-24; 35-24; 35-24; 35-24; 35-24 | PRODUCTION | low
control_valves | PPI_1000A | 365C3 | P-CVPOS | 1977.5 | 145 |  | 35-24; 35-24; 35-24; 35-24; 35-24 | PRODUCTION | low
control_valves | PPI_1000A | 365EE | P-CVPOS | 1598.1377 | 275 | 35-24P520 | 35-24; 35-24; 35-24P520; 35-24 | REEL PULPER; HP-63G2; 2621 ADTPD | high
control_valves | PPI_1000A | 365F2 | P-CVPOS | 1640 | 237.5 | 35-24P520 | 35-24; 35-24; 35-24P520; 35-24P506; 35-24 | 2621 ADTPD; HP-63G2; REEL PULPER | high
control_valves | PPI_1000A | 365F5 | P-CVPOS | 2091 | 145 |  | 35-24; 35-24; 35-24; 35-24; 35-24 |  | low
control_valves | PPI_1000A | 365F8 | P-CVPOS | 2022.5 | 145 |  | 35-24; 35-24; 35-24; 35-24; 35-24 |  | low
control_valves | PPI_1000A | 36607 | P-CVPOS | 2882 | 150 |  | 35-24; 35-24; 35-24; 35-24; 35-24 | PRODUCTION | low
control_valves | PPI_1000A | 36651 | P-CVPOS | 2633.75 | 267.5 | 35-24P505 | 35-24; 35-24; 35-24P505; 35-24; 35-24L003 | HP-63G2; SIZE PRESS PULPER; 2621 ADTPD | high
control_valves | PPI_1000A | 3665F | P-CVPOS | 2588.75 | 260 | 35-24P505 | 35-24; 35-24; 35-24; 35-24P505 |  | high
control_valves | PPI_1000A | 366AD | P-CVPOS | 2936.25 | 150 |  | 35-24; 35-24; 35-24; 35-24; 35-24 |  | low
control_valves | PPI_1000A | 366BB | P-CVPOS | 2960 | 167.5 |  | 35-24; 35-24; 35-24; 35-24; 35-24 |  | low
control_valves | PPI_1000A | 366CF | P-CVPOS | 2822.5 | 150 |  | 35-24; 35-24; 35-24; 35-24; 35-24 | PRODUCTION | low
control_valves | PPI_1000A | 36731 | P-CVPOS | 3516.1488 | 145 |  | 35-24; 35-24; 35-24; 35-24; 35-24 | PRODUCTION | low
control_valves | PPI_1000A | 36738 | P-CVPOS | 3542.25 | 145 |  | 35-24; 35-24; 35-24; 35-24; 35-24 | PRODUCTION | low
control_valves | PPI_1000A | 36771 | P-CVPOS | 3751.5 | 155 |  | 35-24; 35-24; 35-24; 35-24; 35-24 | PRODUCTION; GEAR BOX OIL PUMP; COUCH PIT AGITATOR 1 | low
control_valves | PPI_1000A | 367B5 | P-CVPOS | 3968.2871 | 242.5 | 35-24P501 | 35-24; 35-24; 35-24P501; 35-24 | STOP; COUCH PIT; START | high
control_valves | PPI_1000A | 367B8 | P-CVPOS | 3956.7871 | 257.5 | 35-24P501 | 35-24; 35-24; 35-24P501 | STOP; COUCH PIT; START | high
control_valves | PPI_1000A | 367BC | P-CVPOS | 3958.75 | 280 |  | 35-24; 35-24; 35-24 | STOP; COUCH PIT; START | low
control_valves | PPI_1000A | 36930 | P-CVPOS | 4422.75 | 195 | 35-24P512 | 35-24; 35-24P512; 35-24 |  | high
control_valves | PPI_1000A | 3693E | P-CVPOS | 4465 | 243 | 35-24P512 | 35-24; 35-24P512; 35-24; 35-24 |  | high
control_valves | PPI_1000A | 36B91 | P-CVPOS | 1933.75 | 145 |  | 35-24; 35-24; 35-24; 35-24; 35-24 | PRODUCTION | low
control_valves | PPI_1000A | 3847E | P-CVPOS | 2855.9004 | 150 |  | 35-24; 35-24; 35-24; 35-24; 35-24 | PRODUCTION | low
control_valves | PPI_1000A | 3A636 | P-CVPOS | 3715 | 150 |  | 35-24; 35-24; 35-24; 35-24; 35-24 | PRODUCTION; GEAR BOX OIL PUMP; COUCH PIT AGITATOR 2 | low
control_valves | PPI_1000A | 40F4A | P-CVPOS | 3144.25 | 235 | 35-24P503 | 35-24; 35-24; 35-24P503; 35-24 | PRESS PULPER ROTOR 1; GEAR BOX OIL PUMP; PRESS PULPER ROTOR 2 | high
control_valves | PPI_1000A | 48063 | P-CVPOS | 811.25 | 175 |  | 35-24; 35-24; 35-24; 35-24; 35-24 |  | low
control_valves | PPI_1000A | 480FA | P-CVPOS | 535.5 | 257.5 | 35-24P509 | 35-24; 35-24; 35-24P509 | WINDER PULPER ROTOR 1; GEAR BOX OIL PUMP | high
control_valves | PPI_1000A | 481B4 | P-CVPOS | 836.25 | 175 |  | 35-24; 35-24; 35-24; 35-24; 35-24 |  | low
control_valves | PPI_1000A | 48233 | P-CVPOS | 860.5 | 175 |  | 35-24; 35-24; 35-24; 35-24; 35-24 |  | low
control_valves | PPI_1000A | 48239 | P-CVPOS | 887.5 | 175 |  | 35-24; 35-24; 35-24; 35-24; 35-24 |  | low
control_valves | PPI_1000A | 4823D | P-CVPOS | 913.75 | 175 |  | 35-24; 35-24; 35-24; 35-24; 35-24 |  | low
control_valves | PPI_1000A | 5547B | P-CVPOS | 1316.25 | 187.5 |  | 35-24; 35-24; 35-24; 35-24; 35-24 |  | low
control_valves | PPI_1000A | 554DD | P-CVPOS | 1073 | 260 | 35-24P508 | 35-24; 35-24; 35-24P508 | SLABBING PULPER ROTOR 1; GEAR BOX OIL PUMP; 800 BDTPD | high
control_valves | PPI_1000A | 5556D | P-CVPOS | 1448.75 | 165 |  | 35-24; 35-24; 35-24; 35-24; 35-24 |  | low
control_valves | PPI_1000A | 555D4 | P-CVPOS | 1398 | 165 |  | 35-24; 35-24; 35-24; 35-24; 35-24 |  | low
control_valves | PPI_1000A | 555DB | P-CVPOS | 1424 | 165 |  | 35-24; 35-24; 35-24; 35-24; 35-24 |  | low
control_valves | PPI_1000A | 5B4BE | P-CVPOS | 5117.75 | 235 | 35-24P513 | 35-24; 35-24P513; 35-24P515 |  | high
control_valves | PPI_1000A | 5DBAB | P-CVPOS | 5718.75 | 292.5 | 35-24P518 | 35-24; 35-24P518; 35-24 | 3,6 %; 35 m³; TANK | high
control_valves | PPI_1000A | 5DBB3 | P-CVPOS | 5197.5 | 310 | 35-24P513 | 35-24; 35-24; 35-24P513 |  | high
control_valves | PPI_1000A | 5E665 | P-CVPOS | 4888.75 | 387.5 |  | 35-24; 35-24; 35-24 | GT-2540; THICKENED BROKE; BROKE THICKENER | low
control_valves | PPI_1000A | 5E8B6 | P-CVPOS | 5010 | 477.5 |  | 35-24; 35-24; 35-24; 35-24; 35-24 | CONTROL BOX; LOCAL/REMOTE; JOGGING | low
control_valves | PPI_1000A | 5F09F | P-CVPOS | 3076.25 | 267.5 |  | 35-24; 35-24 | PRESS PULPER ROTOR 1; GEAR BOX OIL PUMP | low
control_valves | PPI_1000A | 6029F | P-CVPOS | 3201.875 | 110 | 35-24P503 | 35-24; 35-24; 35-24; 35-24; 35-24P503 | GEAR BOX OIL PUMP; PRESS PULPER ROTOR 2; GEAR BOX OIL PUMP | high
control_valves | PPI_1000A | 602C2 | P-CVPOS | 3131.875 | 112.5 |  | 35-24; 35-24; 35-24; 35-24 | GEAR BOX OIL PUMP; PRESS PULPER ROTOR 2; GEAR BOX OIL PUMP | low
control_valves | PPI_1000A | 60370 | P-CVPOS | 2641.875 | 112.5 |  | 35-24; 35-24; 35-24; 35-24; 35-24 | GEAR BOX OIL PUMP; SIZE PRESS PULPER ROTOR 2; GEAR BOX OIL PUMP | low
control_valves | PPI_1000A | 60375 | P-CVPOS | 2564.375 | 120 |  | 35-24; 35-24; 35-24; 35-24 | GEAR BOX OIL PUMP; SIZE PRESS PULPER ROTOR 2; GEAR BOX OIL PUMP | low
control_valves | PPI_1000A | 60408 | P-CVPOS | 1666.875 | 107.5 |  | 35-24; 35-24; 35-24; 35-24; 35-24 | GEAR BOX OIL PUMP; REEL PULPER ROTOR 2; GEAR BOX OIL PUMP | low
control_valves | PPI_1000A | 6040D | P-CVPOS | 1596.875 | 115 |  | 35-24; 35-24; 35-24; 35-24; 35-24 | GEAR BOX OIL PUMP; REEL PULPER ROTOR 2; GEAR BOX OIL PUMP | low
control_valves | PPI_1000A | 604A0 | P-CVPOS | 1141.875 | 107.5 |  | 35-24; 35-24; 35-24; 35-24 | GEAR BOX OIL PUMP; SLABBING PULPER ROTOR 2; GEAR BOX OIL PUMP | low
control_valves | PPI_1000A | 604A5 | P-CVPOS | 1071.875 | 115 |  | 35-24; 35-24 | GEAR BOX OIL PUMP; SLABBING PULPER ROTOR 2; GEAR BOX OIL PUMP | low
control_valves | PPI_1000A | 6060A | P-CVPOS | 531.875 | 112.5 |  | 35-24; 35-24; 35-24 | GEAR BOX OIL PUMP; WINDER PULPER ROTOR 2; GEAR BOX OIL PUMP | low
control_valves | PPI_1000A | 60627 | P-CVPOS | 604.375 | 105 |  | 35-24; 35-24; 35-24; 35-24 | GEAR BOX OIL PUMP; WINDER PULPER ROTOR 2; GEAR BOX OIL PUMP | low
control_valves | PPI_1000A | 628AD | P-CVPOS | 1865 | 267.5 | 35-24L006 | 35-24; 35-24L006; 35-24P507; 35-24 | BROKE CONVEYOR 3; VENTILATION; TAIL | high
control_valves | PPI_1000A | 62DF7 | P-CVPOS | 4724 | 310 | 35-24P516 | 35-24P516 | BROKE FILTRATE; TANK; 40 m³ | high
control_valves | PPI_1000A | 62F21 | P-CVPOS | 5482.5 | 382.5 | 35-24L010 | 35-24; 35-24; 35-24L010; 35-24; 35-24 | BROKE SCREEN; ProFS-250HC; DN100 | high
control_valves | PPI_1000A | 63009 | P-CVPOS | 5095 | 332.5 | 35-24P515 | 35-24; 35-24; 35-24P515; 35-24P513; 35-24 | E-STOP; BROKE THICKENER | high
control_valves | PPI_1000A | 63F23 | P-CVPOS | 4977.5 | 425 |  | 35-24; 35-24; 35-24; 35-24; 35-24 | CONTROL BOX; E-STOP; BROKE THICKENER | low
control_valves | PPI_1000A | 63FF7 | P-CVPOS | 5358.75 | 255 |  | 35-24; 35-24 | DN200; DN100; DN200 | low
control_valves | PPI_1000A | 64095 | P-CVPOS | 4956.25 | 495 |  | 35-24; 35-24; 35-24; 35-24; 35-24 | CONTROL BOX; LOCAL/REMOTE; JOGGING | low
control_valves | PPI_1000A | 654D8 | P-CVPOS | 5452.5 | 350 | 35-24L010 | 35-24; 35-24L010; 35-24; 35-24; 35-24 | BROKE SCREEN; ProFS-250HC; DN100 | high
control_valves | PPI_1000A | 690CE | P-CVPOS | 3403.4593 | 262.5 | 35-24P504 | 35-24; 35-24P504; 35-24L011; 35-24 | BROKE CONVEYOR 1; VENTILATION; 2 bar | high
control_valves | PPI_1000A | 692BF | P-CVPOS | 1115 | 260 | 35-24P508 | 35-24; 35-24P508; 35-24L007 | 800 BDTPD; HP-33G2; SLABBING PULPER | high
control_valves | PPI_1000A | 6A2A5 | P-CVPOS | 3490 | 145 |  | 35-24; 35-24; 35-24; 35-24; 35-24 | PRODUCTION | low
control_valves | PPI_1000A | 6D4B9 | P-CVPOS | 4400.0073 | 292.5 | 35-24P512 | 35-24; 35-24; 35-24; 35-24P512; 35-24P514 | LEVEL INTERLOCKING; OCC DUMP TOWER | high
control_valves | PPI_1000A | 6D6D4 | P-CVPOS | 3821.875 | 110 |  | 35-24; 35-24; 35-24; 35-24 | GEAR BOX OIL PUMP; COUCH PIT AGITATOR 2; GEAR BOX OIL PUMP | low
control_valves | PPI_1000A | 6D6D5 | P-CVPOS | 3749.375 | 112.5 |  | 35-24; 35-24; 35-24; 35-24; 35-24 | GEAR BOX OIL PUMP; COUCH PIT AGITATOR 2; PRODUCTION | low
control_valves | PPI_1000A | 6F920 | P-CVPOS | 577.5 | 260 | 35-24P509 | 35-24; 35-24P509 | 800 BDTPD; HP-33G2; WINDER PULPER | high
control_valves | PPI_1000A | 6FE91 | P-CVPOS | 3665 | 165 |  | 35-24; 35-24; 35-24; 35-24; 35-24 | PRODUCTION | low
control_valves | PPI_1000A | 70B0A | P-CVPOS | 3568.75 | 145 |  | 35-24; 35-24; 35-24; 35-24; 35-24 | PRODUCTION | low
control_valves | PPI_1000A | 714F3 | P-CVPOS | 2045 | 145 |  | 35-24; 35-24; 35-24; 35-24; 35-24 |  | low
control_valves | PPI_1000A | 71683 | P-CVPOS | 2066.25 | 145 |  | 35-24; 35-24; 35-24; 35-24; 35-24 |  | low
control_valves | PPI_1000A | 73788 | P-CVPOS | 5423.75 | 382.5 | 35-24L010 | 35-24; 35-24; 35-24; 35-24; 35-24L010 | DN100; DN300; BROKE SCREEN | high
control_valves | PPI_1000A | 75F22 | P-CVPOS | 2225 | 277.5 | 35-24P510 | 35-24; 35-24P510 |  | high
control_valves | PPI_1000A | 75F25 | P-CVPOS | 2265 | 260 | 35-24P510 | 35-24P510; 35-24; 35-24; 35-24P511 |  | high
control_valves | PPI_1000A | 75F3F | P-CVPOS | 2307.5 | 177.5 | 35-24P510 | 35-24; 35-24P510; 35-24; 35-24 |  | high
control_valves | PPI_1000A | 75F42 | P-CVPOS | 2345 | 195 | 35-24P510 | 35-24; 35-24P510; 35-24L406 | 40 m³; TANK; BROKE COLLECTION | high
control_valves | PPI_1000A | 776F3 | P-CVPOS | 133.75 | 257.5 | 35-24P519 | 35-24P519; 35-24; 35-24 | 141 BDTPD; BROKE ROLL PULPER | high
control_valves | PPI_1000A | 776F7 | P-CVPOS | 88.75 | 257.5 | 35-24P519 | 35-24; 35-24; 35-24P519 | 141 BDTPD; BROKE ROLL PULPER | high
control_valves | PPI_1000A | 778FC | P-CVPOS | 371.25 | 175 |  | 35-24; 35-24; 35-24 |  | low
control_valves | PPI_1000A | 77900 | P-CVPOS | 346.25 | 175 |  | 35-24; 35-24; 35-24 |  | low
control_valves | PPI_1000A | 77904 | P-CVPOS | 321.25 | 175 |  | 35-24; 35-24; 35-24 |  | low
control_valves | PPI_1000A | 7BFF6 | P-CVPOS | 3592.5 | 145 |  | 35-24; 35-24; 35-24; 35-24; 35-24 |  | low
control_valves | PPI_1000A | 7E5BE | P-CVPOS | 451.25 | 290 |  | 35-24 |  | low
control_valves | PPI_1000A | 7E5C1 | P-CVPOS | 993.75 | 290 |  | 35-24; 35-24 |  | low
control_valves | PPI_1000A | 7E5C4 | P-CVPOS | 1573.75 | 270 | 35-24P520 | 35-24; 35-24; 35-24; 35-24P520 |  | high
control_valves | PPI_1000A | 7E5C7 | P-CVPOS | 2166.25 | 290 |  | 35-24 |  | low
control_valves | PPI_1000A | 7E5E6 | P-CVPOS | 2568.75 | 247.5 |  | 35-24; 35-24; 35-24 |  | low
control_valves | PPI_1000A | 7E5E9 | P-CVPOS | 3053.75 | 262.5 |  | 35-24; 35-24 | PRESS PULPER ROTOR 1 | low
control_valves | PPI_1000A | 7E5EE | P-CVPOS | 4106.25 | 297.5 |  | 35-24; 35-24 | 3,5 %; 4000 m³ | low
control_valves | PPI_1000A | 7E5F1 | P-CVPOS | 4601.25 | 295 |  | 35-24; 35-24 |  | low
control_valves | PPI_1000A | 7E5F6 | P-CVPOS | 5238.75 | 322.5 |  | 35-24; 35-24 |  | low
control_valves | PPI_1000A | 7ECCC | P-CVPOS | 36.25 | 290 |  | 35-24; 35-24 |  | low
control_valves | PPI_1000A | 7F711 | P-CVPOS | 1349 | 165 |  | 35-24; 35-24; 35-24; 35-24; 35-24 |  | low
control_valves | PPI_1000A | 7F724 | P-CVPOS | 1374 | 165 |  | 35-24; 35-24; 35-24; 35-24; 35-24 |  | low
control_valves | PPI_1000A | 80200 | P-CVPOS | 1720 | 277.5 | 35-24L005 | 35-24L005; 35-24; 35-24P520; 35-24 | REEL PULPER; HP-63G2; 2621 ADTPD | high
instruments | PPI_0100X | 2D4A6 | P-INSTRU | 2791.0174 | 255 | 35-24L004 | 35-24L004; 35-24L003; 35-24 | 1 bar; BROKE CONVEYOR 2; TAIL | high
instruments | PPI_0100X | 2D5F7 | P-INSTRU | 2742.4674 | 90 | 1107 | 35-24; 35-24; 35-24; 35-24; 35-24 | GEAR BOX OIL PUMP; SIZE PRESS PULPER ROTOR 2; GEAR BOX OIL PUMP | medium
instruments | PPI_0100X | 2F5AB | P-INSTRU | 2108.475 | 137.5 |  | 35-24; 35-24; 35-24; 35-24; 35-24 |  | low
instruments | PPI_0100X | 2F5D3 | P-INSTRU | 1752.2601 | 90 | 1107 | 35-24; 35-24; 35-24; 35-24; 35-24 | GEAR BOX OIL PUMP; REEL PULPER ROTOR 2; GEAR BOX OIL PUMP | medium
instruments | PPI_0100X | 2FCE7 | P-INSTRU | 1760.2257 | 247.5 | 35-24L005 | 35-24L005; 35-24L006; 35-24 | 2 bar; 2621 ADTPD; HP-63G2 | high
instruments | PPI_0100X | 2FF2E | P-INSTRU | 1635 | 231.75 | 35-24P506 | 35-24; 35-24; 35-24P506; 35-24P520; 35-24 | 2621 ADTPD; HP-63G2; REEL PULPER | high
instruments | PPI_0100X | 30266 | P-INSTRU | 3294.9638 | 90 | 1107 | 35-24; 35-24; 35-24; 35-24; 35-24 |  | medium
instruments | PPI_0100X | 3036F | P-INSTRU | 3914.9345 | 90 | 1107 | 35-24; 35-24; 35-24; 35-24; 35-24 |  | medium
instruments | PPI_0100X | 30670 | P-INSTRU | 3313.1621 | 215.5 | 35-24L011 | 35-24L011; 35-24L001 | BROKE CONVEYOR 1; 2 bar; 2621 ADTPD | high
instruments | PPI_0100X | 352C3 | P-INSTRU | 4206.75 | 257.5 | 35-24L402 | 35-24; 35-24L402 | 3,5 %; 4000 m³; BROKE STORAGE TOWER | high
instruments | PPI_0100X | 35632 | P-INSTRU | 4530 | 248.4 |  | 35-24; 35-24; 35-24 |  | low
instruments | PPI_0100X | 35848 | P-INSTRU | 3865.0296 | 90 | 1107 | 35-24; 35-24; 35-24; 35-24; 35-24 | GEAR BOX OIL PUMP; COUCH PIT AGITATOR 2; GEAR BOX OIL PUMP | medium
instruments | PPI_0100X | 3597C | P-INSTRU | 3397.4532 | 90 | 1107 | 35-24; 35-24; 35-24; 35-24 | PRODUCTION | medium
instruments | PPI_0100X | 35A85 | P-INSTRU | 2792.5192 | 90 | 1107 | 35-24; 35-24; 35-24; 35-24 | PRODUCTION | medium
instruments | PPI_0100X | 35BC4 | P-INSTRU | 1804.8398 | 90 | 1107 | 35-24; 35-24; 35-24; 35-24; 35-24 | GEAR BOX OIL PUMP; REEL PULPER ROTOR 2; GEAR BOX OIL PUMP | medium
instruments | PPI_1204A | 35F95 | P-INSTRU | 1817.5 | 90 |  | 35-24; 35-24; 35-24; 35-24; 35-24 | PRODUCTION; GEAR BOX OIL PUMP | low
instruments | PPI_1204A | 35F97 | P-INSTRU | 2805 | 90 |  | 35-24; 35-24; 35-24 | PRODUCTION | low
instruments | PPI_1204A | 35F99 | P-INSTRU | 3410.2871 | 90 |  | 35-24; 35-24; 35-24 | PRODUCTION | low
instruments | PPI_1204A | 35F9B | P-INSTRU | 3877.2901 | 90 |  | 35-24; 35-24; 35-24; 35-24; 35-24 | GEAR BOX OIL PUMP; COUCH PIT AGITATOR 2; GEAR BOX OIL PUMP | low
instruments | PPI_1204A | 35FA1 | P-INSTRU | 4421.25 | 207.5 | 35-24P512 | 35-24; 35-24P512; 35-24 |  | high
instruments | PPI_1204A | 35FB6 | P-INSTRU | 4484.5 | 266.25 | 35-24P512 | 35-24; 35-24; 35-24P512; 35-24 |  | high
instruments | PPI_1204A | 35FB8 | P-INSTRU | 4197.5 | 275 | 35-24L402 | 35-24; 35-24L402; 35-24T602 | 3,5 %; 4000 m³; BROKE STORAGE TOWER | high
instruments | PPI_1204A | 35FC2 | P-INSTRU | 2002.5 | 170 |  | 35-24; 35-24; 35-24; 35-24; 35-24 | PRODUCTION | low
instruments | PPI_1204A | 35FC5 | P-INSTRU | 2887.5 | 175 |  | 35-24; 35-24; 35-24; 35-24; 35-24 | PRODUCTION | low
instruments | PPI_1204A | 35FC8 | P-INSTRU | 3520 | 170 |  | 35-24; 35-24; 35-24; 35-24; 35-24 | PRODUCTION | low
instruments | PPI_1204A | 35FCB | P-INSTRU | 4007.5 | 287.5 |  | 35-24; 35-24; 35-24 | STOP; COUCH PIT; START | low
instruments | PPI_1204A | 35FCE | P-INSTRU | 3975 | 287.5 |  | 35-24; 35-24; 35-24 | STOP; COUCH PIT; START | low
instruments | PPI_1204A | 35FD1 | P-INSTRU | 3545.0371 | 172.5 |  | 35-24; 35-24; 35-24; 35-24; 35-24 | PRODUCTION | low
instruments | PPI_1204A | 35FD4 | P-INSTRU | 3735 | 175 | 35-24L401 | 35-24; 35-24; 35-24; 35-24; 35-24L401 | PRODUCTION; COUCH PIT AGITATOR 1; GEAR BOX OIL PUMP | high
instruments | PPI_1204A | 35FD7 | P-INSTRU | 3142.5371 | 262.5 |  | 35-24; 35-24; 35-24 | PRESS PULPER ROTOR 1; GEAR BOX OIL PUMP | low
instruments | PPI_1204A | 35FDD | P-INSTRU | 3495.0987 | 170 |  | 35-24; 35-24; 35-24; 35-24; 35-24 | PRODUCTION | low
instruments | PPI_1204A | 35FE0 | P-INSTRU | 3927.25 | 90 |  | 35-24; 35-24; 35-24; 35-24; 35-24 |  | low
instruments | PPI_1204A | 35FE8 | P-INSTRU | 3307.1621 | 90 |  | 35-24; 35-24; 35-24; 35-24; 35-24 |  | low
instruments | PPI_1204A | 35FEA | P-INSTRU | 2070.0617 | 170.0388 |  | 35-24; 35-24; 35-24; 35-24; 35-24 |  | low
instruments | PPI_1204A | 35FED | P-INSTRU | 1647.5 | 250 | 35-24P520 | 35-24; 35-24P520; 35-24; 35-24P506; 35-24 | 2621 ADTPD; HP-63G2; REEL PULPER | high
instruments | PPI_1204A | 35FF0 | P-INSTRU | 1635 | 205.1776 | 35-24P506 | 35-24; 35-24P506; 35-24; 35-24; 35-24 | 2621 ADTPD; REEL PULPER ROTOR 1; HP-63G2 | high
instruments | PPI_1204A | 35FF3 | P-INSTRU | 2025 | 170 |  | 35-24; 35-24; 35-24; 35-24; 35-24 |  | low
instruments | PPI_1204A | 35FF6 | P-INSTRU | 1980 | 170 |  | 35-24; 35-24; 35-24; 35-24; 35-24 | PRODUCTION | low
instruments | PPI_1204A | 36005 | P-INSTRU | 1947.5 | 167.5 |  | 35-24; 35-24; 35-24; 35-24; 35-24 | PRODUCTION | low
instruments | PPI_1204A | 36008 | P-INSTRU | 1765 | 90 |  | 35-24; 35-24; 35-24; 35-24; 35-24 | GEAR BOX OIL PUMP; REEL PULPER ROTOR 2; GEAR BOX OIL PUMP | low
instruments | PPI_1204A | 36023 | P-INSTRU | 2754.9799 | 90 |  | 35-24; 35-24; 35-24; 35-24; 35-24 | GEAR BOX OIL PUMP; SIZE PRESS PULPER ROTOR 2; PRODUCTION | low
instruments | PPI_1204A | 36025 | P-INSTRU | 2840 | 175 |  | 35-24; 35-24; 35-24; 35-24; 35-24 | PRODUCTION | low
instruments | PPI_1200A | 3604F | P-INSTRU | 1786.1284 | 90 |  | 35-24; 35-24; 35-24; 35-24; 35-24 | GEAR BOX OIL PUMP; REEL PULPER ROTOR 2; GEAR BOX OIL PUMP | low
instruments | PPI_1200A | 36051 | P-INSTRU | 1795.7284 | 90 |  | 35-24; 35-24; 35-24; 35-24; 35-24 | GEAR BOX OIL PUMP; REEL PULPER ROTOR 2; GEAR BOX OIL PUMP | low
instruments | PPI_1200A | 36053 | P-INSTRU | 2783.421 | 90 |  | 35-24; 35-24; 35-24; 35-24 | PRODUCTION; GEAR BOX OIL PUMP; SIZE PRESS PULPER ROTOR 2 | low
instruments | PPI_1200A | 36055 | P-INSTRU | 2773.821 | 90 |  | 35-24; 35-24; 35-24; 35-24 | PRODUCTION; GEAR BOX OIL PUMP; SIZE PRESS PULPER ROTOR 2 | low
instruments | PPI_1200A | 36057 | P-INSTRU | 3378.5368 | 90 |  | 35-24; 35-24; 35-24; 35-24; 35-24 |  | low
instruments | PPI_1200A | 36059 | P-INSTRU | 3388.1368 | 90 |  | 35-24; 35-24; 35-24; 35-24 | PRODUCTION | low
instruments | PPI_1200A | 3605B | P-INSTRU | 3855.8887 | 90 |  | 35-24; 35-24; 35-24; 35-24; 35-24 | GEAR BOX OIL PUMP; COUCH PIT AGITATOR 2; GEAR BOX OIL PUMP | low
instruments | PPI_1200A | 3605D | P-INSTRU | 3846.2887 | 90 |  | 35-24; 35-24; 35-24; 35-24; 35-24 | GEAR BOX OIL PUMP; COUCH PIT AGITATOR 2; GEAR BOX OIL PUMP | low
instruments | PPI_1200A | 3605F | P-INSTRU | 3896.6729 | 90 |  | 35-24; 35-24; 35-24; 35-24; 35-24 | GEAR BOX OIL PUMP; COUCH PIT AGITATOR 2; GEAR BOX OIL PUMP | low
instruments | PPI_1200A | 36061 | P-INSTRU | 3906.2729 | 90 |  | 35-24; 35-24; 35-24; 35-24; 35-24 | GEAR BOX OIL PUMP; COUCH PIT AGITATOR 2 | low
instruments | PPI_1200A | 36063 | P-INSTRU | 3285.6705 | 90 |  | 35-24; 35-24; 35-24; 35-24; 35-24 |  | low
instruments | PPI_1200A | 36065 | P-INSTRU | 3276.0705 | 90 |  | 35-24; 35-24; 35-24; 35-24; 35-24 |  | low
instruments | PPI_1200A | 3606B | P-INSTRU | 1743.608 | 90 |  | 35-24; 35-24; 35-24; 35-24; 35-24 | GEAR BOX OIL PUMP; REEL PULPER ROTOR 2; GEAR BOX OIL PUMP | low
instruments | PPI_1200A | 3606D | P-INSTRU | 1734.008 | 90 |  | 35-24; 35-24; 35-24; 35-24; 35-24 | GEAR BOX OIL PUMP; REEL PULPER ROTOR 2; GEAR BOX OIL PUMP | low
instruments | PPI_1200A | 36073 | P-INSTRU | 2723.588 | 90 |  | 35-24; 35-24; 35-24; 35-24; 35-24 | GEAR BOX OIL PUMP; SIZE PRESS PULPER ROTOR 2; GEAR BOX OIL PUMP | low
instruments | PPI_1200A | 36075 | P-INSTRU | 2733.188 | 90 |  | 35-24; 35-24; 35-24; 35-24; 35-24 | GEAR BOX OIL PUMP; SIZE PRESS PULPER ROTOR 2; GEAR BOX OIL PUMP | low
instruments | PPI_1204A | 36631 | P-INSTRU | 2622.5 | 225.0388 | 35-24P505 | 35-24; 35-24P505; 35-24; 35-24; 35-24 | SIZE PRESS PULPER ROTOR 1; GEAR BOX OIL PUMP; 2621 ADTPD | high
instruments | PPI_0100X | 36634 | P-INSTRU | 2622.5 | 251.552 | 35-24P505 | 35-24; 35-24P505; 35-24; 35-24 | 2621 ADTPD; HP-63G2; SIZE PRESS PULPER | high
instruments | PPI_1204A | 36658 | P-INSTRU | 2605.0617 | 285 | 35-24P505 | 35-24; 35-24; 35-24; 35-24P505 | SIZE PRESS PULPER; HP-63G2; 2621 ADTPD | high
instruments | PPI_1204A | 366B5 | P-INSTRU | 2935 | 175 |  | 35-24; 35-24; 35-24; 35-24; 35-24 |  | low
instruments | PPI_1204A | 38476 | P-INSTRPOS | 2865 | 175 |  | 35-24; 35-24; 35-24; 35-24; 35-24 | PRODUCTION | low
instruments | PPI_1200A | 3877B | P-INSTRPOS | 4245.7422 | 90 |  | 35-24; 35-24; 35-24 | INSTRU | low
instruments | PPI_1204A | 3877C | P-INSTRPOS | 4267.5702 | 90 |  | 35-24; 35-24; 35-24; 35-24 | INSTRU | low
instruments | PPI_0100X | 38788 | P-INSTRU | 4254.9005 | 90 | 1107 | 35-24; 35-24; 35-24 | INSTRU | medium
instruments | PPI_1204A | 39859 | P-INSTRPOS | 3712.5371 | 175 |  | 35-24; 35-24; 35-24; 35-24; 35-24 | PRODUCTION; SFVPT-110-2; COUCH PIT AGITATOR 1 | low
instruments | PPI_1205A | 3B825 | P-INSTRPOS | 752.5 | 432.5 |  | 35-24; 35-24; 35-24; 35-24; 35-24 | WINDER PULPER; START/ STOP; LOCAL PANEL | low
instruments | PPI_1205A | 3B8A2 | P-INSTRPOS | 1805 | 401.5002 |  | 35-24; 35-24; 35-24; 35-24; 35-24 | REEL PULPER; START/ STOP; LOCAL PANEL | low
instruments | PPI_1205A | 3B8BB | P-INSTRPOS | 2785 | 400 |  | 35-24; 35-24; 35-24; 35-24; 35-24 | SIZE PRESS PULPER; START/ STOP; SHOWERS S1 & TAIL | low
instruments | PPI_1200A | 3EAD9 | P-INSTRPOS | 1848.1559 | 90 |  | 35-24; 35-24; 35-24; 35-24 | PRODUCTION | low
instruments | PPI_1200A | 3EADA | P-INSTRPOS | 1858.1555 | 90 |  | 35-24; 35-24; 35-24; 35-24 | PRODUCTION | low
instruments | PPI_1204A | 3EAE1 | P-INSTRU | 1880 | 90 |  | 35-24; 35-24; 35-24 | PRODUCTION | low
instruments | PPI_0100X | 3EAE2 | P-INSTRU | 1867.4512 | 90 | 1107 | 35-24; 35-24; 35-24 | PRODUCTION | medium
instruments | PPI_1204A | 3F0BA | P-INSTRPOS | 672.5 | 425 |  | 35-24; 35-24; 35-24; 35-24; 35-24 | WINDER PULPER; START; EMERGENCY STOP | low
instruments | PPI_1204A | 3F0BD | P-INSTRPOS | 672.5 | 410 |  | 35-24; 35-24; 35-24; 35-24; 35-24 | WINDER PULPER; STOP; START | low
instruments | PPI_1204A | 3F0C7 | P-INSTRPOS | 1730 | 414.0002 |  | 35-24; 35-24; 35-24; 35-24 | REEL PULPER; START; REEL PULPER | low
instruments | PPI_1204A | 3F0CE | P-INSTRPOS | 1730 | 399.0002 |  | 35-24; 35-24; 35-24; 35-24 | REEL PULPER; STOP; START | low
instruments | PPI_1204A | 3F0E2 | P-INSTRPOS | 2662.5 | 400 |  | 35-24; 35-24; 35-24 | SIZE PRESS PULPER; STOP; START | low
instruments | PPI_1204A | 3F0E7 | P-INSTRPOS | 2662.5 | 415 |  | 35-24; 35-24; 35-24 | SIZE PRESS PULPER; START; SIZE PRESS PULPER | low
instruments | PPI_1204A | 3F0EE | P-INSTRPOS | 3250.0371 | 337.5 | 35-24L001 | 35-24; 35-24; 35-24; 35-24L001 | PRESS PULPER; STOP; START | high
instruments | PPI_1204A | 3F0F3 | P-INSTRPOS | 3250.0371 | 352.5 | 35-24L001 | 35-24; 35-24; 35-24; 35-24L001 | PRESS PULPER; START; PRESS PULPER | high
instruments | PPI_1200A | 451F9 | P-INSTRPOS | 4235.7426 | 90 |  | 35-24; 35-24; 35-24 | INSTRU | low
instruments | PPI_1204A | 45220 | P-INSTRPOS | 4457.6404 | 90 |  | 35-24; 35-24 |  | low
instruments | PPI_1200A | 45223 | P-INSTRPOS | 4435.6721 | 90 |  | 35-24; 35-24; 35-24 |  | low
instruments | PPI_1200A | 45234 | P-INSTRPOS | 4425.6725 | 90 |  | 35-24; 35-24; 35-24 |  | low
instruments | PPI_0100X | 4523B | P-INSTRU | 4445.0121 | 90 | 1107 | 35-24; 35-24 |  | medium
instruments | PPI_0102B | 46BFD | P-INSTRU | 4537.5 | 252.5 |  | 35-24; 35-24; 35-24 |  | low
instruments | PPI_1200A | 48019 | P-INSTRU | 686.4564 | 100 |  | 35-24; 35-24; 35-24; 35-24; 35-24 | GEAR BOX OIL PUMP; WINDER PULPER ROTOR 2; GEAR BOX OIL PUMP | low
instruments | PPI_1200A | 4801A | P-INSTRU | 738.8142 | 100 |  | 35-24; 35-24; 35-24; 35-24 |  | low
instruments | PPI_1200A | 4801F | P-INSTRU | 748.4142 | 100 |  | 35-24; 35-24; 35-24; 35-24 |  | low
instruments | PPI_1200A | 48027 | P-INSTRU | 696.0564 | 100 |  | 35-24; 35-24; 35-24; 35-24; 35-24 | GEAR BOX OIL PUMP; WINDER PULPER ROTOR 2 | low
instruments | PPI_1204A | 48028 | P-INSTRU | 717.5 | 100 |  | 35-24; 35-24; 35-24; 35-24; 35-24 |  | low
instruments | PPI_1204A | 48029 | P-INSTRU | 770 | 100 |  | 35-24; 35-24; 35-24 |  | low
instruments | PPI_0100X | 48030 | P-INSTRU | 757.4876 | 100 | 1107 | 35-24; 35-24; 35-24; 35-24 |  | medium
instruments | PPI_0100X | 48044 | P-INSTRU | 704.7404 | 100 | 1107 | 35-24; 35-24; 35-24; 35-24; 35-24 |  | medium
instruments | PPI_1204A | 480E0 | P-INSTRU | 810 | 190 |  | 35-24; 35-24; 35-24; 35-24; 35-24 |  | low
instruments | PPI_1204A | 48108 | P-INSTRU | 552.5 | 275 | 35-24P509 | 35-24; 35-24P509; 35-24 | 800 BDTPD; HP-33G2; WINDER PULPER | high
instruments | PPI_0100X | 48109 | P-INSTRU | 707.842 | 267.5 | 35-24L008 | 35-24L008 | 1 bar; 800 BDTPD; HP-33G2 | high
instruments | PPI_0100X | 48167 | P-INSTRU | 582.5 | 248.25 | 35-24P509 | 35-24P509; 35-24 | 800 BDTPD; HP-33G2; WINDER PULPER | high
instruments | PPI_1204A | 48194 | P-INSTRPOS | 917.5 | 200 |  | 35-24; 35-24; 35-24; 35-24; 35-24 |  | low
instruments | PPI_1204A | 48199 | P-INSTRU | 865 | 200 |  | 35-24; 35-24; 35-24; 35-24; 35-24 |  | low
instruments | PPI_1204A | 481AD | P-INSTRPOS | 840 | 200 |  | 35-24; 35-24; 35-24; 35-24; 35-24 |  | low
instruments | PPI_1204A | 481F8 | P-INSTRU | 890 | 200 |  | 35-24; 35-24; 35-24; 35-24; 35-24 |  | low
instruments | PPI_1200A | 48CEB | P-INSTRU | 1675.4 | 90 |  | 35-24; 35-24; 35-24; 35-24; 35-24 | GEAR BOX OIL PUMP; REEL PULPER ROTOR 2; GEAR BOX OIL PUMP | low
instruments | PPI_1200A | 48CF6 | P-INSTRU | 1685 | 90 |  | 35-24; 35-24; 35-24; 35-24; 35-24 | GEAR BOX OIL PUMP; REEL PULPER ROTOR 2; GEAR BOX OIL PUMP | low
instruments | PPI_1204A | 48CF7 | P-INSTRU | 1707.75 | 90 |  | 35-24; 35-24; 35-24; 35-24; 35-24 | GEAR BOX OIL PUMP; REEL PULPER ROTOR 2; GEAR BOX OIL PUMP | low
instruments | PPI_0100X | 48CFC | P-INSTRU | 1694.9837 | 90 | 1107 | 35-24; 35-24; 35-24; 35-24; 35-24 | GEAR BOX OIL PUMP; REEL PULPER ROTOR 2; GEAR BOX OIL PUMP | medium
instruments | PPI_1200A | 48D34 | P-INSTRU | 2663.7543 | 90 |  | 35-24; 35-24; 35-24; 35-24; 35-24 | GEAR BOX OIL PUMP; SIZE PRESS PULPER ROTOR 2; GEAR BOX OIL PUMP | low
instruments | PPI_1200A | 48D3E | P-INSTRU | 2673.3543 | 90 |  | 35-24; 35-24; 35-24; 35-24; 35-24 | GEAR BOX OIL PUMP; SIZE PRESS PULPER ROTOR 2; GEAR BOX OIL PUMP | low
instruments | PPI_1204A | 48D3F | P-INSTRU | 2694.9799 | 90 |  | 35-24; 35-24; 35-24; 35-24; 35-24 | GEAR BOX OIL PUMP; SIZE PRESS PULPER ROTOR 2; GEAR BOX OIL PUMP | low
instruments | PPI_0100X | 48D44 | P-INSTRU | 2682.5955 | 90 | 1107 | 35-24; 35-24; 35-24; 35-24; 35-24 | GEAR BOX OIL PUMP; SIZE PRESS PULPER ROTOR 2; GEAR BOX OIL PUMP | medium
instruments | PPI_1200A | 48D73 | P-INSTRU | 3233.3687 | 90 |  | 35-24; 35-24; 35-24; 35-24; 35-24 |  | low
instruments | PPI_1204A | 48D74 | P-INSTRU | 3254.6621 | 90 |  | 35-24; 35-24; 35-24; 35-24; 35-24 |  | low
instruments | PPI_0100X | 48D76 | P-INSTRU | 3242.4174 | 90 | 1107 | 35-24; 35-24; 35-24; 35-24; 35-24 |  | medium
instruments | PPI_1200A | 48D90 | P-INSTRU | 3223.7687 | 90 |  | 35-24; 35-24; 35-24; 35-24; 35-24 |  | low
instruments | PPI_1200A | 48DC1 | P-INSTRU | 4008.6379 | 90 |  | 35-24; 35-24; 35-24; 35-24 |  | low
instruments | PPI_1200A | 48DC2 | P-INSTRU | 3958.4716 | 90 |  | 35-24; 35-24; 35-24; 35-24; 35-24 |  | low
instruments | PPI_1204A | 48DC3 | P-INSTRU | 4029.75 | 90 |  | 35-24; 35-24; 35-24 |  | low
instruments | PPI_1204A | 48DC4 | P-INSTRU | 3979.75 | 90 |  | 35-24; 35-24; 35-24; 35-24; 35-24 |  | low
instruments | PPI_0100X | 48DC5 | P-INSTRU | 3967.4345 | 90 | 1107 | 35-24; 35-24; 35-24; 35-24; 35-24 |  | medium
instruments | PPI_0100X | 48DDB | P-INSTRU | 4017.5304 | 90 | 1107 | 35-24; 35-24; 35-24; 35-24 |  | medium
instruments | PPI_1200A | 48E06 | P-INSTRU | 3948.8716 | 90 |  | 35-24; 35-24; 35-24; 35-24; 35-24 |  | low
instruments | PPI_1200A | 48E10 | P-INSTRU | 3999.0379 | 90 |  | 35-24; 35-24; 35-24; 35-24; 35-24 |  | low
instruments | PPI_1204A | 52B80 | P-INSTRPOS | 3885.0371 | 330 |  | 35-24; 35-24; 35-24; 35-24; 35-24 | COUCH PIT; START; EMERGENCY STOP | low
instruments | PPI_1204A | 52B82 | P-INSTRPOS | 3885.0371 | 315 |  | 35-24; 35-24; 35-24; 35-24; 35-24 | COUCH PIT; STOP; START | low
instruments | PPI_1204A | 550B1 | P-INSTRU | 2472.5 | 262.5 | 35-24T603 | 35-24; 35-24T603; 35-24L406; 35-24 | TANK; BROKE COLLECTION; 40 m³ | high
instruments | PPI_0102B | 550BF | P-INSTRU | 2457.5 | 262.5 | 35-24T603 | 35-24; 35-24T603; 35-24L406 | TANK; BROKE COLLECTION; 40 m³ | high
instruments | PPI_1205A | 553DB | P-INSTRPOS | 1300 | 432.5 |  | 35-24; 35-24; 35-24; 35-24; 35-24 | SLABBING PULPER; START/ STOP; LOCAL PANEL | low
instruments | PPI_1204A | 553DC | P-INSTRPOS | 1237.5 | 435 |  | 35-24; 35-24; 35-24; 35-24 | PULPER; START; PULPER | low
instruments | PPI_1204A | 553DD | P-INSTRPOS | 1237.5 | 420 |  | 35-24; 35-24; 35-24; 35-24 | PULPER; STOP; START | low
instruments | PPI_1200A | 55443 | P-INSTRU | 1227.65 | 90 |  | 35-24; 35-24; 35-24; 35-24; 35-24 | GEAR BOX OIL PUMP; SLABBING PULPER ROTOR 2 | low
instruments | PPI_1200A | 55444 | P-INSTRU | 1278.8154 | 90 |  | 35-24; 35-24; 35-24; 35-24; 35-24 |  | low
instruments | PPI_1200A | 55448 | P-INSTRU | 1288.4154 | 90 |  | 35-24; 35-24; 35-24; 35-24 |  | low
instruments | PPI_1200A | 55449 | P-INSTRU | 1237.25 | 90 |  | 35-24; 35-24; 35-24; 35-24; 35-24 |  | low
instruments | PPI_1204A | 5544A | P-INSTRU | 1260 | 90 |  | 35-24; 35-24; 35-24; 35-24; 35-24 |  | low
instruments | PPI_1204A | 5544B | P-INSTRU | 1310 | 90 |  | 35-24; 35-24; 35-24 |  | low
instruments | PPI_0100X | 5544F | P-INSTRU | 1297.5636 | 90 | 1107 | 35-24; 35-24; 35-24; 35-24 |  | medium
instruments | PPI_0100X | 55463 | P-INSTRU | 1247.412 | 90 | 1107 | 35-24; 35-24; 35-24; 35-24; 35-24 |  | medium
instruments | PPI_1204A | 554D4 | P-INSTRU | 1315 | 177.5 |  | 35-24; 35-24; 35-24; 35-24; 35-24 |  | low
instruments | PPI_1204A | 554E9 | P-INSTRU | 1087.5 | 275 | 35-24P508 | 35-24; 35-24; 35-24P508 | 800 BDTPD; HP-33G2; SLABBING PULPER | high
instruments | PPI_1204A | 55559 | P-INSTRPOS | 1427.5 | 190 |  | 35-24; 35-24; 35-24; 35-24; 35-24 |  | low
instruments | PPI_1204A | 5555E | P-INSTRU | 1402.5 | 190 |  | 35-24; 35-24; 35-24; 35-24; 35-24 |  | low
instruments | PPI_1204A | 5556B | P-INSTRPOS | 1452.5 | 190 |  | 35-24; 35-24; 35-24; 35-24; 35-24 |  | low
instruments | PPI_1200A | 558E9 | P-INSTRPOS | 2437.5 | 90 |  | 35-24; 35-24; 35-24 |  | low
instruments | PPI_1204A | 558EA | P-INSTRPOS | 2460 | 90 |  | 35-24; 35-24; 35-24; 35-24 |  | low
instruments | PPI_0100X | 558EB | P-INSTRU | 2447.4478 | 90 | 1107 | 35-24; 35-24; 35-24; 35-24; 35-24 |  | medium
instruments | PPI_1200A | 55913 | P-INSTRPOS | 2427.5004 | 90 |  | 35-24; 35-24; 35-24 |  | low
instruments | PPI_1200A | 55920 | P-INSTRPOS | 2273.0005 | 90 |  | 35-24; 35-24; 35-24 |  | low
instruments | PPI_1204A | 55923 | P-INSTRPOS | 2305 | 90 |  | 35-24; 35-24; 35-24; 35-24 |  | low
instruments | PPI_1200A | 55924 | P-INSTRPOS | 2283.0001 | 90 |  | 35-24; 35-24; 35-24; 35-24 |  | low
instruments | PPI_0100X | 55928 | P-INSTRU | 2292.3674 | 90 | 1107 | 35-24; 35-24; 35-24; 35-24 |  | medium
instruments | PPI_1204A | 5B4B9 | P-INSTRU | 5121.25 | 247.5 | 35-24P513 | 35-24; 35-24P513; 35-24P515; 35-24 |  | high
instruments | PPI_1200A | 5D386 | P-INSTRPOS | 5423.0954 | 90 |  | 35-24; 35-24 |  | low
instruments | PPI_1204A | 5D389 | P-INSTRPOS | 5455 | 90 |  | 35-24; 35-24 |  | low
instruments | PPI_1200A | 5D38A | P-INSTRPOS | 5433.095 | 90 |  | 35-24; 35-24 |  | low
instruments | PPI_0100X | 5D38E | P-INSTRU | 5442.4938 | 90 | 1107 | 35-24; 35-24 |  | medium
instruments | PPI_1200A | 5D3FA | P-INSTRPOS | 5568.0218 | 90 |  | 35-24; 35-24; 35-24 |  | low
instruments | PPI_1204A | 5D3FD | P-INSTRPOS | 5600 | 90 |  | 35-24; 35-24; 35-24; 35-24 |  | low
instruments | PPI_1200A | 5D3FE | P-INSTRPOS | 5578.0214 | 90 |  | 35-24; 35-24; 35-24 |  | low
instruments | PPI_0100X | 5D402 | P-INSTRU | 5587.4455 | 90 | 1107 | 35-24; 35-24; 35-24; 35-24 |  | medium
instruments | PPI_1200A | 5D46E | P-INSTRPOS | 5650.6708 | 90 |  | 35-24; 35-24; 35-24 |  | low
instruments | PPI_1204A | 5D471 | P-INSTRPOS | 5682.5 | 90 |  | 35-24; 35-24 |  | low
instruments | PPI_1200A | 5D472 | P-INSTRPOS | 5660.6704 | 90 |  | 35-24; 35-24; 35-24 |  | low
instruments | PPI_0100X | 5D476 | P-INSTRU | 5670.0164 | 90 | 1107 | 35-24; 35-24; 35-24 |  | medium
instruments | PPI_1200A | 5D614 | P-INSTRPOS | 5050.6548 | 90 |  | 35-24; 35-24; 35-24; 35-24 |  | low
instruments | PPI_1204A | 5D617 | P-INSTRPOS | 5082.5 | 90 |  | 35-24; 35-24; 35-24; 35-24 |  | low
instruments | PPI_1200A | 5D618 | P-INSTRPOS | 5060.6544 | 90 |  | 35-24; 35-24; 35-24; 35-24 |  | low
instruments | PPI_0100X | 5D61C | P-INSTRU | 5069.7702 | 90 | 1107 | 35-24; 35-24; 35-24; 35-24 |  | medium
instruments | PPI_1200A | 5D64B | P-INSTRPOS | 5123.0388 | 90 |  | 35-24; 35-24; 35-24; 35-24 |  | low
instruments | PPI_1204A | 5D64E | P-INSTRPOS | 5155 | 90 |  | 35-24; 35-24; 35-24 |  | low
instruments | PPI_1200A | 5D64F | P-INSTRPOS | 5133.0384 | 90 |  | 35-24; 35-24; 35-24 |  | low
instruments | PPI_0100X | 5D653 | P-INSTRU | 5142.4085 | 90 | 1107 | 35-24; 35-24; 35-24 |  | medium
instruments | PPI_1200A | 5D736 | P-INSTRPOS | 4950.6476 | 89.8251 |  | 35-24; 35-24; 35-24 |  | low
instruments | PPI_1204A | 5D739 | P-INSTRPOS | 4982.5702 | 89.8251 |  | 35-24; 35-24; 35-24; 35-24 |  | low
instruments | PPI_1200A | 5D73A | P-INSTRPOS | 4960.6472 | 89.8251 |  | 35-24; 35-24; 35-24 |  | low
instruments | PPI_0100X | 5D73E | P-INSTRU | 4970.0036 | 89.8251 | 1107 | 35-24; 35-24; 35-24 |  | medium
instruments | PPI_1204A | 5DA16 | P-INSTRPOS | 4930 | 327.5 | 35-24T605 | 35-24; 35-24T605; 35-24L405; 35-24 | THICKENED BROKE; TANK; 70 m³ | high
instruments | PPI_1204A | 5DA4B | P-INSTRPOS | 4855 | 267.5 | 35-24T604 | 35-24; 35-24T604; 35-24 | BROKE FILTRATE; TANK; 40 m³ | high
instruments | PPI_1204A | 5DAF2 | P-INSTRPOS | 5532.5 | 325 | 35-24T606 | 35-24; 35-24T606; 35-24; 35-24L404; 35-24L010 | BROKE REJECT; TANK; 15 m³ | high
instruments | PPI_1204A | 5DBA5 | P-INSTRPOS | 5712.5 | 315 | 35-24P518 | 35-24; 35-24P518; 35-24 | BROKE DOSING; TANK; 35 m³ | high
instruments | PPI_1204A | 5DC20 | P-INSTRPOS | 5375 | 327.5 |  | 35-24; 35-24; 35-24; 35-24; 35-24 | DN300; DN350; DN200 | low
instruments | PPI_1204A | 5DC2F | P-INSTRPOS | 5395 | 342.5 |  | 35-24; 35-24; 35-24; 35-24; 35-24 | DN300; DN100; DN350 | low
instruments | PPI_1204A | 5DC3B | P-INSTRPOS | 5375 | 342.5 |  | 35-24; 35-24; 35-24; 35-24; 35-24 | DN300; DN350; DN100 | low
instruments | PPI_1204A | 5E653 | P-INSTRPOS | 4920 | 392.5 | 35-24T605 | 35-24; 35-24; 35-24; 35-24; 35-24T605 | THICKENED BROKE; TANK; 70 m³ | high
instruments | PPI_1204A | 5E728 | P-INSTRPOS | 4967.5 | 452.5 |  | 35-24; 35-24; 35-24; 35-24; 35-24 | CONTROL BOX; JOGGING; LOCAL/REMOTE | low
instruments | PPI_1204A | 5E8B0 | P-INSTRPOS | 4990 | 467.5 |  | 35-24; 35-24; 35-24; 35-24; 35-24 | CONTROL BOX; LOCAL/REMOTE; JOGGING | low
instruments | PPI_1204A | 5E92E | P-INSTRPOS | 5180 | 317.5 | 35-24P513 | 35-24; 35-24; 35-24P513 |  | high
instruments | PPI_1204A | 5F333 | P-INSTRPOS | 5067.5 | 357.5 | 35-24P515 | 35-24; 35-24; 35-24P515; 35-24 | E-STOP; BROKE THICKENER; JOGGING | high
instruments | PPI_1204A | 5F368 | P-INSTRPOS | 5097.5 | 345 | 35-24P515 | 35-24; 35-24; 35-24; 35-24P515; 35-24P513 | E-STOP; BROKE THICKENER; JOGGING | high
instruments | PPI_1204A | 5FAA3 | P-INSTRPOS | 3425 | 267.5 | 35-24P504 | 35-24; 35-24P504; 35-24L011; 35-24 | BROKE CONVEYOR 1; VENTILATION; PRODUCTION | high
instruments | PPI_1204A | 5FAD3 | P-INSTRPOS | 1885 | 272.5 | 35-24P507 | 35-24; 35-24P507; 35-24L006; 35-24 | VENTILATION; BROKE CONVEYOR 3; TAIL | high
instruments | PPI_1204A | 6013D | P-INSTRPOS | 3167.5 | 192.5 | 35-24P503 | 35-24; 35-24P503; 35-24; 35-24 | PRESS PULPER ROTOR 1; GEAR BOX OIL PUMP; PRESS PULPER ROTOR 2 | high
instruments | PPI_0100X | 60269 | P-INSTRU | 3344.9759 | 90 | 1107 | 35-24; 35-24; 35-24; 35-24; 35-24 |  | medium
instruments | PPI_1204A | 60280 | P-INSTRU | 3357.1621 | 90 |  | 35-24; 35-24; 35-24; 35-24; 35-24 |  | low
instruments | PPI_1200A | 60281 | P-INSTRU | 3335.8619 | 90 |  | 35-24; 35-24; 35-24; 35-24; 35-24 |  | low
instruments | PPI_1200A | 60282 | P-INSTRU | 3326.2619 | 90 |  | 35-24; 35-24; 35-24; 35-24; 35-24 |  | low
instruments | PPI_1200A | 604F6 | P-INSTRU | 1171.381 | 90 |  | 35-24; 35-24; 35-24; 35-24; 35-24 | GEAR BOX OIL PUMP; SLABBING PULPER ROTOR 2; GEAR BOX OIL PUMP | low
instruments | PPI_1200A | 604F8 | P-INSTRU | 1180.981 | 90 |  | 35-24; 35-24; 35-24; 35-24; 35-24 | GEAR BOX OIL PUMP; SLABBING PULPER ROTOR 2; GEAR BOX OIL PUMP | low
instruments | PPI_1204A | 604F9 | P-INSTRU | 1202.5 | 90 |  | 35-24; 35-24; 35-24; 35-24; 35-24 | GEAR BOX OIL PUMP; SLABBING PULPER ROTOR 2; GEAR BOX OIL PUMP | low
instruments | PPI_0100X | 604FC | P-INSTRU | 1190.0433 | 90 | 1107 | 35-24; 35-24; 35-24; 35-24; 35-24 | GEAR BOX OIL PUMP; SLABBING PULPER ROTOR 2; GEAR BOX OIL PUMP | medium
instruments | PPI_1200A | 60560 | P-INSTRU | 628.7927 | 100 |  | 35-24; 35-24; 35-24; 35-24; 35-24 | GEAR BOX OIL PUMP; WINDER PULPER ROTOR 2; GEAR BOX OIL PUMP | low
instruments | PPI_1200A | 60562 | P-INSTRU | 638.3927 | 100 |  | 35-24; 35-24; 35-24; 35-24; 35-24 | GEAR BOX OIL PUMP; WINDER PULPER ROTOR 2; GEAR BOX OIL PUMP | low
instruments | PPI_1204A | 60563 | P-INSTRU | 660 | 100 |  | 35-24; 35-24; 35-24; 35-24; 35-24 | GEAR BOX OIL PUMP; WINDER PULPER ROTOR 2; GEAR BOX OIL PUMP | low
instruments | PPI_0100X | 60566 | P-INSTRU | 647.5587 | 100 | 1107 | 35-24; 35-24; 35-24; 35-24; 35-24 | GEAR BOX OIL PUMP; WINDER PULPER ROTOR 2; GEAR BOX OIL PUMP | medium
instruments | PPI_1204A | 629BF | P-INSTRPOS | 2307.5 | 190 | 35-24P510 | 35-24; 35-24P510 |  | high
instruments | PPI_0102B | 629C2 | P-INSTRU | 2212.5 | 247.5 | 35-24P510 | 35-24; 35-24P510 |  | high
instruments | PPI_0102B | 62E08 | P-INSTRU | 4907.5 | 412.5 |  | 35-24; 35-24; 35-24; 35-24 | GT-2540; BROKE THICKENER; THICKENED BROKE | low
instruments | PPI_0102B | 62E0C | P-INSTRU | 4845 | 250 | 35-24T604 | 35-24; 35-24T604 | 40 m³; 0,5 %; TANK | high
instruments | PPI_0102B | 62E0E | P-INSTRU | 4945 | 300 | 35-24T605 | 35-24T605; 35-24L405; 35-24 | 70 m³; TANK; THICKENED BROKE | high
instruments | PPI_1204A | 62EEB | P-INSTRPOS | 5462.5 | 395 | 35-24L010 | 35-24; 35-24L010; 35-24; 35-24; 35-24 | BROKE SCREEN; ProFS-250HC; DN100 | high
instruments | PPI_0102B | 62F11 | P-INSTRU | 5542.5 | 312.5 | 35-24T606 | 35-24T606; 35-24; 35-24L404; 35-24; 35-24L010 | BROKE REJECT; TANK; 15 m³ | high
instruments | PPI_0102B | 63064 | P-INSTRU | 4007.5 | 267.5 |  | 35-24; 35-24; 35-24 |  | low
instruments | PPI_1204A | 63F17 | P-INSTRPOS | 4967.5 | 437.5 |  | 35-24; 35-24; 35-24; 35-24; 35-24 | CONTROL BOX; BROKE THICKENER; E-STOP | low
instruments | PPI_1204A | 63FF0 | P-INSTRPOS | 5360 | 267.5 |  | 35-24; 35-24; 35-24; 35-24 | DN200; DN100; DN200 | low
instruments | PPI_1204A | 64037 | P-INSTRPOS | 5455 | 340 | 35-24L010 | 35-24; 35-24L010; 35-24; 35-24; 35-24 | BROKE SCREEN; ProFS-250HC; DN100 | high
instruments | PPI_1204A | 64079 | P-INSTRPOS | 4925 | 500 |  | 35-24; 35-24; 35-24; 35-24 | EMERGENCY STOP; BROKE THICKENER; BROKE THICKENER | low
instruments | PPI_1204A | 653FE | P-INSTRPOS | 4537.5 | 275 |  | 35-24; 35-24; 35-24 |  | low
instruments | PPI_1204A | 6D4B2 | P-INSTRPOS | 4347.5 | 310 | 35-24P514 | 35-24; 35-24; 35-24P514 | OCC DUMP TOWER; LEVEL INTERLOCKING | high
instruments | PPI_1204A | 6D4B5 | P-INSTRPOS | 4370 | 287.5 | 35-24P514 | 35-24; 35-24; 35-24P514; 35-24 | LEVEL INTERLOCKING; OCC DUMP TOWER | high
instruments | PPI_1204A | 6D60C | P-INSTRPOS | 4362.6404 | 90 |  | 35-24; 35-24; 35-24; 35-24 |  | low
instruments | PPI_1200A | 6D60D | P-INSTRPOS | 4340.6721 | 90 |  | 35-24; 35-24; 35-24; 35-24 |  | low
instruments | PPI_1200A | 6D60F | P-INSTRPOS | 4330.6725 | 90 |  | 35-24; 35-24; 35-24; 35-24 |  | low
instruments | PPI_0100X | 6D610 | P-INSTRU | 4349.8983 | 90 | 1107 | 35-24; 35-24; 35-24 |  | medium
instruments | PPI_1200A | 6D814 | P-INSTRPOS | 3175 | 110 |  | 35-24; 35-24; 35-24; 35-24; 35-24 | GEAR BOX OIL PUMP; PRESS PULPER ROTOR 2; GEAR BOX OIL PUMP | low
instruments | PPI_1200A | 6D820 | P-INSTRPOS | 3105 | 110 |  | 35-24; 35-24 | GEAR BOX OIL PUMP; PRESS PULPER ROTOR 2; GEAR BOX OIL PUMP | low
instruments | PPI_1200A | 6D829 | P-INSTRPOS | 3792.5 | 110 |  | 35-24; 35-24; 35-24; 35-24 | GEAR BOX OIL PUMP; COUCH PIT AGITATOR 2; GEAR BOX OIL PUMP | low
instruments | PPI_1200A | 6D82F | P-INSTRPOS | 3722.5 | 110 |  | 35-24; 35-24; 35-24; 35-24; 35-24 | PRODUCTION; GEAR BOX OIL PUMP; COUCH PIT AGITATOR 2 | low
instruments | PPI_1200A | 6D835 | P-INSTRPOS | 2615 | 117.5 |  | 35-24; 35-24; 35-24; 35-24; 35-24 | GEAR BOX OIL PUMP; SIZE PRESS PULPER ROTOR 2; GEAR BOX OIL PUMP | low
instruments | PPI_1200A | 6D83B | P-INSTRPOS | 2537.5 | 117.5 |  | 35-24; 35-24; 35-24; 35-24 |  | low
instruments | PPI_1200A | 6D844 | P-INSTRPOS | 1640 | 112.5 |  | 35-24; 35-24; 35-24; 35-24; 35-24 | GEAR BOX OIL PUMP; REEL PULPER ROTOR 2; GEAR BOX OIL PUMP | low
instruments | PPI_1200A | 6D84A | P-INSTRPOS | 1570 | 112.5 |  | 35-24; 35-24; 35-24; 35-24 |  | low
instruments | PPI_1200A | 6D850 | P-INSTRPOS | 1115 | 112.5 |  | 35-24; 35-24; 35-24; 35-24 | GEAR BOX OIL PUMP; SLABBING PULPER ROTOR 2; GEAR BOX OIL PUMP | low
instruments | PPI_1200A | 6D855 | P-INSTRPOS | 1045 | 112.5 |  | 35-24; 35-24 | GEAR BOX OIL PUMP; SLABBING PULPER ROTOR 2; GEAR BOX OIL PUMP | low
instruments | PPI_1200A | 6D85B | P-INSTRPOS | 577.5 | 110 |  | 35-24; 35-24; 35-24; 35-24 | GEAR BOX OIL PUMP; WINDER PULPER ROTOR 2; GEAR BOX OIL PUMP | low
instruments | PPI_1200A | 6D860 | P-INSTRPOS | 505 | 110 |  | 35-24; 35-24 | GEAR BOX OIL PUMP; WINDER PULPER ROTOR 2; GEAR BOX OIL PUMP | low
instruments | PPI_1204A | 6FE89 | P-INSTRPOS | 3692.5 | 175 |  | 35-24; 35-24; 35-24; 35-24; 35-24 | PRODUCTION; SFVPT-110-2; 2,8 % | low
instruments | PPI_1204A | 70417 | P-INSTRPOS | 3570 | 172.5 |  | 35-24; 35-24; 35-24; 35-24; 35-24 | PRODUCTION | low
instruments | PPI_1204A | 712B1 | P-INSTRPOS | 3885 | 345 |  | 35-24; 35-24; 35-24; 35-24; 35-24 | EMERGENCY STOP; COUCH PIT; MCS SIGNALS | low
instruments | PPI_1204A | 712B2 | P-INSTRPOS | 3885 | 360 |  | 35-24; 35-24; 35-24; 35-24; 35-24 | MCS SIGNALS; EMERGENCY STOP; COUCH PIT | low
instruments | PPI_1204A | 712E3 | P-INSTRPOS | 3300 | 352.5 | 35-24L001 | 35-24; 35-24; 35-24L001; 35-24; 35-24 | MCS SIGNAL; START; PRESS PULPER | high
instruments | PPI_1204A | 713A8 | P-INSTRPOS | 3417.5 | 182.5 | 35-24P504 | 35-24; 35-24P504; 35-24; 35-24 | PRODUCTION; BROKE CONVEYOR 1 | high
instruments | PPI_1204A | 714AE | P-INSTRPOS | 1730 | 430 |  | 35-24; 35-24; 35-24; 35-24 | MCS SIGNAL; REEL PULPER; START | low
instruments | PPI_1204A | 71520 | P-INSTRPOS | 1914.9879 | 188.5797 | 35-24P507 | 35-24; 35-24; 35-24P507; 35-24; 35-24 | PRODUCTION | high
instruments | PPI_1204A | 71763 | P-INSTRPOS | 672.5 | 440 |  | 35-24; 35-24; 35-24; 35-24; 35-24 | WINDER AREA; EMERGENCY STOP; WINDER PULPER | low
instruments | PPI_1204A | 71C0A | P-INSTRPOS | 2662.5 | 430 |  | 35-24; 35-24; 35-24 | MCS SIGNAL; SIZE PRESS PULPER; START | low
instruments | PPI_0102B | 72F15 | P-INSTRU | 2950 | 135 |  | 35-24; 35-24; 35-24; 35-24; 35-24 |  | low
instruments | PPI_0102B | 731F5 | P-INSTRU | 4382.5 | 310 | 35-24P514 | 35-24; 35-24; 35-24P514 | OCC DUMP TOWER; LEVEL INTERLOCKING | high
instruments | PPI_0102B | 73240 | P-INSTRU | 5110 | 357.5 | 35-24P513 | 35-24; 35-24; 35-24; 35-24P513 | E-STOP; BROKE THICKENER; JOGGING | high
instruments | PPI_0102B | 73290 | P-INSTRU | 5405 | 342.5 |  | 35-24; 35-24; 35-24; 35-24; 35-24 | DN300; DN100; DN350 | low
instruments | PPI_0102B | 73292 | P-INSTRU | 5375 | 317.5 |  | 35-24; 35-24; 35-24; 35-24; 35-24 | DN350; DN300; DN200 | low
instruments | PPI_0102B | 73311 | P-INSTRU | 1235 | 267.5 | 35-24L007 | 35-24L007 | 1 bar; 800 BDTPD; HP-33G2 | high
instruments | PPI_0102B | 73333 | P-INSTRU | 3670 | 135 |  | 35-24; 35-24; 35-24; 35-24; 35-24 | PRODUCTION | low
instruments | PPI_0102B | 73335 | P-INSTRU | 3445 | 155 | 35-24P504 | 35-24; 35-24; 35-24; 35-24; 35-24P504 | PRODUCTION | high
instruments | PPI_0102B | 73352 | P-INSTRU | 3799.0474 | 270 | 35-24T601 | 35-24T601; 35-24L403; 35-24L401; 35-24P502; 35-24 | 2621 ADTPD; COUCH PIT; 176 m³ | high
instruments | PPI_1204A | 73715 | P-INSTRPOS | 5782.5 | 317.5 | 35-24T607 | 35-24; 35-24T607; 35-24L407; 35-24 | BROKE DOSING; TANK; 35 m³ | high
instruments | PPI_0102B | 73717 | P-INSTRU | 5795 | 317.5 | 35-24T607 | 35-24T607; 35-24; 35-24L407 | BROKE DOSING; TANK; 35 m³ | high
instruments | PPI_1204A | 73746 | P-INSTRPOS | 5392.5 | 372.5 |  | 35-24; 35-24; 35-24; 35-24; 35-24 | DN100; DN300; DN350 | low
instruments | PPI_0102B | 7374C | P-INSTRU | 5405 | 362.5 |  | 35-24; 35-24; 35-24; 35-24; 35-24 | DN100; DN300; DN350 | low
instruments | PPI_0102B | 7375A | P-INSTRU | 5452.5 | 377.5 | 35-24L010 | 35-24; 35-24; 35-24L010; 35-24; 35-24 | BROKE SCREEN; ProFS-250HC; DN100 | high
instruments | PPI_1204A | 7377D | P-INSTRPOS | 5512.5 | 347.5 | 35-24L010 | 35-24; 35-24; 35-24L010; 35-24T606; 35-24 | BROKE SCREEN; ProFS-250HC; BROKE REJECT | high
instruments | PPI_0102B | 754FF | P-INSTRU | 3090 | 115 |  | 35-24; 35-24 | GEAR BOX OIL PUMP; PRESS PULPER ROTOR 2; GEAR BOX OIL PUMP | low
instruments | PPI_0102B | 75501 | P-INSTRU | 3160 | 115 |  | 35-24; 35-24; 35-24; 35-24; 35-24 | GEAR BOX OIL PUMP; PRESS PULPER ROTOR 2; GEAR BOX OIL PUMP | low
instruments | PPI_0102B | 75505 | P-INSTRU | 2600 | 122.5 |  | 35-24; 35-24; 35-24; 35-24; 35-24 | GEAR BOX OIL PUMP; SIZE PRESS PULPER ROTOR 2; GEAR BOX OIL PUMP | low
instruments | PPI_0102B | 75508 | P-INSTRU | 2522.5 | 122.5 |  | 35-24; 35-24; 35-24; 35-24; 35-24 |  | low
instruments | PPI_0102B | 75511 | P-INSTRU | 1100 | 117.5 |  | 35-24; 35-24; 35-24 | GEAR BOX OIL PUMP; SLABBING PULPER ROTOR 2; GEAR BOX OIL PUMP | low
instruments | PPI_0102B | 75514 | P-INSTRU | 1030 | 117.5 |  | 35-24; 35-24 | GEAR BOX OIL PUMP; SLABBING PULPER ROTOR 2; GEAR BOX OIL PUMP | low
instruments | PPI_0102B | 75517 | P-INSTRU | 1555 | 117.5 |  | 35-24; 35-24; 35-24; 35-24 |  | low
instruments | PPI_0102B | 7551A | P-INSTRU | 1625 | 117.5 |  | 35-24; 35-24; 35-24; 35-24; 35-24 | GEAR BOX OIL PUMP; REEL PULPER ROTOR 2; GEAR BOX OIL PUMP | low
instruments | PPI_0102B | 7551D | P-INSTRU | 562.5 | 115 |  | 35-24; 35-24; 35-24; 35-24 | GEAR BOX OIL PUMP; WINDER PULPER ROTOR 2; GEAR BOX OIL PUMP | low
instruments | PPI_0102B | 75520 | P-INSTRU | 490 | 115 |  | 35-24; 35-24 | GEAR BOX OIL PUMP; WINDER PULPER ROTOR 2; GEAR BOX OIL PUMP | low
instruments | PPI_0102B | 7553A | P-INSTRU | 3167.5 | 222.5 | 35-24P503 | 35-24; 35-24P503; 35-24 | PRESS PULPER ROTOR 1; GEAR BOX OIL PUMP; PRESS PULPER ROTOR 2 | high
instruments | PPI_0102B | 7554A | P-INSTRU | 3777.5 | 115 |  | 35-24; 35-24; 35-24; 35-24 | GEAR BOX OIL PUMP; COUCH PIT AGITATOR 2; GEAR BOX OIL PUMP | low
instruments | PPI_0102B | 7554D | P-INSTRU | 3707.5 | 115 |  | 35-24; 35-24; 35-24; 35-24; 35-24 | PRODUCTION; GEAR BOX OIL PUMP; COUCH PIT AGITATOR 2 | low
instruments | PPI_1205A | 75D7E | P-INSTRPOS | 5049.9998 | 462.5002 |  | 35-24; 35-24; 35-24; 35-24 | LOCAL/REMOTE; CONTROL BOX; JOGGING | low
instruments | PPI_1205A | 75D84 | P-INSTRPOS | 5049.9998 | 447.5002 |  | 35-24; 35-24; 35-24; 35-24; 35-24 | JOGGING; BROKE THICKENER; LOCAL/REMOTE | low
instruments | PPI_0102B | 75E65 | P-INSTRU | 1132.5 | 247.5 | 35-24P508 | 35-24P508; 35-24; 35-24L007 | 800 BDTPD; HP-33G2; SLABBING PULPER | high
instruments | PPI_0102B | 7694C | P-INSTRU | 3410 | 200 | 35-24P504 | 35-24; 35-24P504; 35-24; 35-24 | PRODUCTION; BROKE CONVEYOR 1 | high
instruments | PPI_0102B | 769BC | P-INSTRU | 4952.5 | 436.3955 |  | 35-24; 35-24; 35-24; 35-24; 35-24 | CONTROL BOX; BROKE THICKENER; E-STOP | low
instruments | PPI_0102B | 769D3 | P-INSTRU | 5192.5 | 297.5 | 35-24P513 | 35-24; 35-24; 35-24P513 |  | high
instruments | PPI_0102B | 76AB1 | P-INSTRU | 1907.5 | 217.5 | 35-24P507 | 35-24; 35-24P507; 35-24; 35-24; 35-24 | PRODUCTION; BROKE CONVEYOR 3; VENTILATION | high
instruments | PPI_0102B | 775F3 | P-INSTRU | 147.5 | 247.5 | 35-24P519 | 35-24P519; 35-24; 35-24L009 | 141 BDTPD; BROKE ROLL PULPER | high
instruments | PPI_1204A | 775F9 | P-INSTRPOS | 320 | 190 |  | 35-24; 35-24; 35-24 |  | low
instruments | PPI_1204A | 77607 | P-INSTRPOS | 105 | 270 | 35-24P519 | 35-24; 35-24; 35-24P519 | 141 BDTPD; BROKE ROLL PULPER | high
instruments | PPI_0102B | 77609 | P-INSTRU | 237.5 | 270 | 35-24L009 | 35-24L009 | 141 BDTPD; BROKE ROLL PULPER | high
instruments | PPI_1204A | 7763C | P-INSTRPOS | 350 | 200 |  | 35-24; 35-24; 35-24 |  | low
instruments | PPI_1204A | 778C4 | P-INSTRPOS | 375 | 200 |  | 35-24; 35-24; 35-24 |  | low
instruments | PPI_1202A | 77A4A | P-INSTRPOS | 917.5 | 210.22 |  | 35-24; 35-24; 35-24; 35-24; 35-24 |  | low
instruments | PPI_1202A | 77A4D | P-INSTRPOS | 890 | 210.22 |  | 35-24; 35-24; 35-24; 35-24; 35-24 |  | low
instruments | PPI_1202A | 77A50 | P-INSTRPOS | 840 | 210.2198 |  | 35-24; 35-24; 35-24; 35-24; 35-24 |  | low
instruments | PPI_1202A | 77A53 | P-INSTRPOS | 1452.5 | 200.2198 |  | 35-24; 35-24; 35-24; 35-24; 35-24 |  | low
instruments | PPI_1202A | 77A56 | P-INSTRPOS | 1427.5 | 200.2198 |  | 35-24; 35-24; 35-24; 35-24; 35-24 |  | low
instruments | PPI_1202A | 77A59 | P-INSTRPOS | 2070 | 180.2198 |  | 35-24; 35-24; 35-24; 35-24; 35-24 |  | low
instruments | PPI_1202A | 77A5F | P-INSTRPOS | 1980 | 180.2198 |  | 35-24; 35-24; 35-24; 35-24; 35-24 | PRODUCTION | low
instruments | PPI_1202A | 77A62 | P-INSTRPOS | 2025 | 180.2198 |  | 35-24; 35-24; 35-24; 35-24; 35-24 |  | low
instruments | PPI_1202A | 77A65 | P-INSTRPOS | 2865 | 185.2198 |  | 35-24; 35-24; 35-24; 35-24; 35-24 | PRODUCTION; BROKE CONVEYOR 2 | low
instruments | PPI_1202A | 77A68 | P-INSTRPOS | 2935 | 185.2198 |  | 35-24; 35-24; 35-24; 35-24; 35-24 |  | low
instruments | PPI_1202A | 77A6B | P-INSTRPOS | 3570 | 182.7198 |  | 35-24; 35-24; 35-24; 35-24; 35-24 | PRODUCTION | low
instruments | PPI_1202A | 77A6E | P-INSTRPOS | 3545 | 182.7198 |  | 35-24; 35-24; 35-24; 35-24; 35-24 | PRODUCTION | low
instruments | PPI_1204A | 79821 | P-INSTRPOS | 1630 | 142.5 | 35-24P506 | 35-24; 35-24; 35-24; 35-24; 35-24P506 | REEL PULPER ROTOR 1; GEAR BOX OIL PUMP; REEL PULPER ROTOR 2 | high
instruments | PPI_0102B | 79824 | P-INSTRU | 1630 | 132.5 |  | 35-24; 35-24; 35-24; 35-24; 35-24 | GEAR BOX OIL PUMP; REEL PULPER ROTOR 2; REEL PULPER ROTOR 1 | low
instruments | PPI_1204A | 7997E | P-INSTRPOS | 2860 | 422.5 |  | 35-24; 35-24; 35-24; 35-24; 35-24 | SIZE PRESS PULPER; TAIL SHOWER ST; SIZE PRESS PULPER | low
instruments | PPI_1202A | 7997F | P-INSTRPOS | 2860 | 432.7198 |  | 35-24; 35-24; 35-24; 35-24; 35-24 | SIZE PRESS PULPER; TAIL SHOWER ST; SIZE PRESS PULPER | low
instruments | PPI_1204A | 7998B | P-INSTRU | 2860 | 400 |  | 35-24; 35-24; 35-24; 35-24; 35-24 | SIZE PRESS PULPER; SHOWER S2; TAIL SHOWER ST | low
instruments | PPI_1202A | 7998C | P-INSTRPOS | 2860 | 410.2198 |  | 35-24; 35-24; 35-24; 35-24; 35-24 | TAIL SHOWER ST; SIZE PRESS PULPER; SIZE PRESS PULPER | low
instruments | PPI_1204A | 799A5 | P-INSTRPOS | 3412.5 | 422.5 |  | 35-24; 35-24; 35-24; 35-24; 35-24 | SHOWER S1; PRESS PULPER; PRESS PULPER | low
instruments | PPI_1202A | 799A6 | P-INSTRPOS | 3412.5 | 432.7198 |  | 35-24; 35-24; 35-24; 35-24; 35-24 | PRESS PULPER; SHOWER S1; PRESS PULPER | low
instruments | PPI_1204A | 799AC | P-INSTRU | 3412.5371 | 400 |  | 35-24; 35-24; 35-24; 35-24; 35-24 | SHOWER S2; PRESS PULPER; SHOWER S1 | low
instruments | PPI_1202A | 799AE | P-INSTRPOS | 3412.5 | 410.2198 |  | 35-24; 35-24; 35-24; 35-24; 35-24 | PRESS PULPER; SHOWER S2; SHOWER S1 | low
instruments | PPI_1205A | 799B6 | P-INSTRPOS | 3360.0371 | 410 |  | 35-24; 35-24; 35-24; 35-24; 35-24 | PRESS PULPER; START/ STOP; LOCAL PANEL | low
instruments | PPI_1204A | 799D2 | P-INSTRU | 1847.5 | 400 |  | 35-24; 35-24; 35-24; 35-24; 35-24 | REEL PULPER; SHOWER S1; TAIL SHOWER ST | low
instruments | PPI_1204A | 799D3 | P-INSTRU | 1847.5 | 422.5 |  | 35-24; 35-24; 35-24; 35-24; 35-24 | REEL PULPER; TAIL SHOWER ST; REEL PULPER | low
instruments | PPI_1202A | 799D5 | P-INSTRPOS | 1847.5 | 432.7198 |  | 35-24; 35-24; 35-24; 35-24; 35-24 | REEL PULPER; TAIL SHOWER ST; REEL PULPER | low
instruments | PPI_1202A | 799D6 | P-INSTRPOS | 1847.5 | 410.2198 |  | 35-24; 35-24; 35-24; 35-24; 35-24 | TAIL SHOWER ST; REEL PULPER; REEL PULPER | low
instruments | PPI_1204A | 799EB | P-INSTRPOS | 807.5 | 415 |  | 35-24; 35-24; 35-24; 35-24; 35-24 | WINDER PULPER; SHOWER S3; SHOWERS S1 & S2 | low
instruments | PPI_1202A | 799EC | P-INSTRPOS | 807.5 | 425.22 |  | 35-24; 35-24; 35-24; 35-24; 35-24 | WINDER PULPER; SHOWER S3; SHOWERS S1 & S2 | low
instruments | PPI_1204A | 799F2 | P-INSTRPOS | 807.5 | 437.5 |  | 35-24; 35-24; 35-24; 35-24; 35-24 | SHOWERS S1 & S2; WINDER PULPER; WINDER PULPER | low
instruments | PPI_1202A | 799F3 | P-INSTRPOS | 807.5 | 447.7198 |  | 35-24; 35-24; 35-24; 35-24; 35-24 | WINDER PULPER; SHOWERS S1 & S2; WINDER PULPER | low
instruments | PPI_1204A | 799F9 | P-INSTRU | 857.5 | 437.5 |  | 35-24; 35-24; 35-24; 35-24; 35-24 | SHOWER S5 AND S6; WINDER PULPER; SHOWERS S1 & S2 | low
instruments | PPI_1202A | 799FA | P-INSTRPOS | 857.5 | 447.72 |  | 35-24; 35-24; 35-24; 35-24; 35-24 | WINDER PULPER; SHOWER S5 AND S6; WINDER PULPER | low
instruments | PPI_1204A | 79A0C | P-INSTRPOS | 1352.5 | 437.5 |  | 35-24; 35-24; 35-24; 35-24; 35-24 | SHOWER S1; SLABBING PULPER; SLABBING PULPER | low
instruments | PPI_1202A | 79A0D | P-INSTRPOS | 1352.5 | 447.7198 |  | 35-24; 35-24; 35-24; 35-24; 35-24 | SLABBING PULPER; SHOWER S1; SLABBING PULPER | low
instruments | PPI_1204A | 79A13 | P-INSTRPOS | 1352.5 | 412.5 |  | 35-24; 35-24; 35-24; 35-24; 35-24 | SLABBING PULPER; SHOWER S2; SHOWER S1 | low
instruments | PPI_1202A | 79A14 | P-INSTRPOS | 1352.5 | 422.7198 |  | 35-24; 35-24; 35-24; 35-24; 35-24 | SLABBING PULPER; SHOWER S2; SHOWER S1 | low
instruments | PPI_1204A | 7A2D0 | P-INSTRU | 2092.5617 | 170.0388 |  | 35-24; 35-24; 35-24; 35-24; 35-24 |  | low
instruments | PPI_1202A | 7A2D1 | P-INSTRPOS | 2092.5 | 180.2198 |  | 35-24; 35-24; 35-24; 35-24; 35-24 |  | low
instruments | PPI_1204A | 7A343 | P-INSTRU | 2910 | 175 |  | 35-24; 35-24; 35-24; 35-24; 35-24 | PRODUCTION | low
instruments | PPI_1202A | 7A357 | P-INSTRPOS | 2910 | 185.2198 |  | 35-24; 35-24; 35-24; 35-24; 35-24 | PRODUCTION | low
instruments | PPI_1204A | 7A867 | P-INSTRPOS | 1560 | 142.5 |  | 35-24; 35-24; 35-24; 35-24 |  | low
instruments | PPI_0102B | 7A86A | P-INSTRU | 1560 | 132.5 |  | 35-24; 35-24; 35-24; 35-24 |  | low
instruments | PPI_1204A | 7A872 | P-INSTRU | 2047.5 | 170 |  | 35-24; 35-24; 35-24; 35-24; 35-24 |  | low
instruments | PPI_1202A | 7A874 | P-INSTRPOS | 2047.5 | 180.2198 |  | 35-24; 35-24; 35-24; 35-24; 35-24 |  | low
instruments | PPI_1204A | 7A8A3 | P-INSTRPOS | 2525 | 147.5 |  | 35-24; 35-24; 35-24; 35-24 |  | low
instruments | PPI_0102B | 7A8A6 | P-INSTRU | 2525 | 137.5 |  | 35-24; 35-24; 35-24; 35-24; 35-24 |  | low
instruments | PPI_1204A | 7A8AE | P-INSTRPOS | 2602.5 | 147.5 |  | 35-24; 35-24; 35-24; 35-24; 35-24 | SIZE PRESS PULPER ROTOR 2; GEAR BOX OIL PUMP; GEAR BOX OIL PUMP | low
instruments | PPI_0102B | 7A8B1 | P-INSTRU | 2602.5 | 137.5 |  | 35-24; 35-24; 35-24; 35-24 | GEAR BOX OIL PUMP; SIZE PRESS PULPER ROTOR 2; GEAR BOX OIL PUMP | low
instruments | PPI_1204A | 7A960 | P-INSTRPOS | 3595 | 172.5 |  | 35-24; 35-24; 35-24; 35-24; 35-24 |  | low
instruments | PPI_1202A | 7A961 | P-INSTRPOS | 3594.78 | 182.5 |  | 35-24; 35-24; 35-24; 35-24; 35-24 |  | low
instruments | PPI_1204A | 7A997 | P-INSTRPOS | 3462.5 | 400 |  | 35-24; 35-24; 35-24; 35-24; 35-24 | SHOWER S3; PRESS PULPER; SHOWER S2 | low
instruments | PPI_1202A | 7A998 | P-INSTRPOS | 3462.5 | 410.2198 |  | 35-24; 35-24; 35-24; 35-24; 35-24 | PRESS PULPER; SHOWER S3; PRESS PULPER | low
instruments | PPI_1200A | 7C111 | P-INSTRPOS | 5812.2237 | 90 |  | 35-24; 35-24; 35-24 |  | low
instruments | PPI_1204A | 7C112 | P-INSTRPOS | 5844.2019 | 90 |  | 35-24; 35-24; 35-24; 35-24 |  | low
instruments | PPI_1200A | 7C113 | P-INSTRPOS | 5822.2233 | 90 |  | 35-24; 35-24; 35-24; 35-24 |  | low
instruments | PPI_0100X | 7C114 | P-INSTRU | 5831.6474 | 90 | 1107 | 35-24; 35-24; 35-24; 35-24 |  | medium
instruments | PPI_1200A | 7C14A | P-INSTRPOS | 5890.324 | 90 |  | 35-24; 35-24; 35-24 |  | low
instruments | PPI_1204A | 7C14B | P-INSTRPOS | 5922.3021 | 90 |  | 35-24; 35-24 |  | low
instruments | PPI_1200A | 7C14C | P-INSTRPOS | 5900.3236 | 90 |  | 35-24; 35-24; 35-24 |  | low
instruments | PPI_0100X | 7C14D | P-INSTRU | 5909.7476 | 90 | 1107 | 35-24; 35-24; 35-24 |  | medium
instruments | PPI_1204A | 7D73A | P-INSTRPOS | 4822.5 | 517.5 | 35-24L002 | 35-24; 35-24L002 | BROKE THICKENER; EMERGENCY STOP; BROKE THICKENER | high
instruments | PPI_1205A | 7D748 | P-INSTRPOS | 5050 | 432.5 |  | 35-24; 35-24; 35-24; 35-24; 35-24 | E-STOP; BROKE THICKENER; JOGGING | low
instruments | PPI_1202A | 7D75A | P-INSTRPOS | 3712.5 | 185.2198 | 35-24L401 | 35-24; 35-24; 35-24; 35-24; 35-24L401 | PRODUCTION; SFVPT-110-2; 2,8 % | high
instruments | PPI_1204A | 7D763 | P-INSTRPOS | 3885.0371 | 407.5 |  | 35-24; 35-24; 35-24; 35-24; 35-24 | COUCH PIT; SHOWER S1; START/ STOP | low
instruments | PPI_1202A | 7D767 | P-INSTRPOS | 3885 | 417.7198 |  | 35-24; 35-24; 35-24; 35-24; 35-24 | COUCH PIT; SHOWER S1; COUCH PIT | low
instruments | PPI_1205A | 7D76E | P-INSTRPOS | 3845 | 407.5 |  | 35-24; 35-24; 35-24; 35-24; 35-24 | COUCH PIT; START/ STOP; LOCAL PANEL | low
instruments | PPI_1204A | 7D77F | P-INSTRU | 1897.5 | 422.5 |  | 35-24; 35-24; 35-24; 35-24; 35-24 | REEL PULPER; SHOWER S2; REEL PULPER | low
instruments | PPI_1202A | 7D780 | P-INSTRPOS | 1897.5 | 432.7198 |  | 35-24; 35-24; 35-24; 35-24; 35-24 | REEL PULPER; SHOWER S2; REEL PULPER | low
instruments | PPI_1204A | 7D788 | P-INSTRU | 1940.0617 | 422.5388 |  | 35-24; 35-24; 35-24; 35-24; 35-24 | REEL PULPER; SHOWER S3; REEL PULPER | low
instruments | PPI_1202A | 7D789 | P-INSTRPOS | 1940 | 432.7198 |  | 35-24; 35-24; 35-24; 35-24; 35-24 | REEL PULPER; SHOWER S3; REEL PULPER | low
instruments | PPI_1204A | 7D78C | P-INSTRU | 1897.5617 | 400.0388 |  | 35-24; 35-24; 35-24; 35-24; 35-24 | REEL PULPER; SHOWER S4; SHOWER S2 | low
instruments | PPI_1202A | 7D78D | P-INSTRPOS | 1897.5 | 410.2198 |  | 35-24; 35-24; 35-24; 35-24; 35-24 | SHOWER S2; REEL PULPER; REEL PULPER | low
instruments | PPI_1204A | 7DFE9 | P-INSTRPOS | 482.5 | 272.5 |  | 35-24; 35-24 |  | low
instruments | PPI_1204A | 7E040 | P-INSTRPOS | 1025 | 272.5 |  | 35-24; 35-24 |  | low
instruments | PPI_1204A | 7E07C | P-INSTRPOS | 2197.5 | 272.5 |  | 35-24 |  | low
instruments | PPI_1204A | 7E264 | P-INSTRPOS | 2565 | 265 |  | 35-24; 35-24; 35-24 |  | low
instruments | PPI_1204A | 7E27A | P-INSTRPOS | 3085 | 245 |  | 35-24; 35-24; 35-24 | PRESS PULPER ROTOR 1; GEAR BOX OIL PUMP; PRESS PULPER ROTOR 2 | low
instruments | PPI_1204A | 7E320 | P-INSTRPOS | 1605 | 252.5 | 35-24P520 | 35-24; 35-24; 35-24; 35-24P520; 35-24P506 | 2621 ADTPD; HP-63G2; REEL PULPER | high
instruments | PPI_1204A | 7E355 | P-INSTRPOS | 4057.5 | 280 |  | 35-24; 35-24 |  | low
instruments | PPI_1204A | 7E38B | P-INSTRPOS | 4567.5 | 280 |  | 35-24; 35-24 |  | low
instruments | PPI_1204A | 7E40A | P-INSTRPOS | 5242.5 | 300 |  | 35-24; 35-24 |  | low
instruments | PPI_0101B | 7E4E5 | P-INSTRU | 6086 | 327.5 |  |  |  | low
instruments | PPI_1200A | 7E8BD | P-INSTRU | 223.7927 | 90 |  | 35-24; 35-24; 35-24; 35-24 |  | low
instruments | PPI_1200A | 7E8BE | P-INSTRU | 233.3927 | 90 |  | 35-24; 35-24; 35-24; 35-24 |  | low
instruments | PPI_1204A | 7E8BF | P-INSTRU | 255 | 90 |  | 35-24; 35-24; 35-24 |  | low
instruments | PPI_0100X | 7E8C0 | P-INSTRU | 242.5587 | 90 | 1107 | 35-24; 35-24; 35-24 |  | medium
instruments | PPI_1200A | 7E8E9 | P-INSTRU | 161.2927 | 90 |  | 35-24; 35-24; 35-24; 35-24 |  | low
instruments | PPI_1200A | 7E8EA | P-INSTRU | 170.8927 | 90 |  | 35-24; 35-24; 35-24; 35-24 |  | low
instruments | PPI_1204A | 7E8EB | P-INSTRU | 192.5 | 90 |  | 35-24; 35-24; 35-24; 35-24 |  | low
instruments | PPI_0100X | 7E8EC | P-INSTRU | 180.0587 | 90 | 1107 | 35-24; 35-24; 35-24; 35-24 |  | medium
instruments | PPI_1204A | 7ECB8 | P-INSTRPOS | 67.5 | 272.5 |  | 35-24; 35-24 |  | low
instruments | PPI_1204A | 7ED7D | P-INSTRPOS | 2785 | 417.5 |  | 35-24; 35-24; 35-24; 35-24; 35-24 | SIZE PRESS PULPER; SHOWERS S1 & TAIL; SIZE PRESS PULPER | low
instruments | PPI_1202A | 7ED7E | P-INSTRPOS | 2785 | 427.7198 |  | 35-24; 35-24; 35-24; 35-24; 35-24 | SIZE PRESS PULPER; SHOWERS S1 & TAIL; LOCAL PANEL | low
instruments | PPI_1205A | 7EFB3 | P-INSTRPOS | 210 | 437.5 |  | 35-24; 35-24; 35-24; 35-24; 35-24 | BROKE ROLL PULPER; START/ STOP; LOCAL PANEL | low
instruments | PPI_1204A | 7F038 | P-INSTRPOS | 139.3456 | 427.4998 |  | 35-24; 35-24; 35-24; 35-24; 35-24 | BROKE ROLL PULPER; START; EMERGENCY STOP | low
instruments | PPI_1204A | 7F039 | P-INSTRPOS | 139.3456 | 412.4998 |  | 35-24; 35-24; 35-24; 35-24; 35-24 | BROKE ROLL PULPER; STOP; START | low
instruments | PPI_1204A | 7F03E | P-INSTRPOS | 139.3456 | 442.4998 |  | 35-24; 35-24; 35-24; 35-24; 35-24 | BROK ROLL PULPER; EMERGENCY STOP; BROKE ROLL PULPER | low
instruments | PPI_1204A | 7F230 | P-INSTRPOS | 4545 | 517.5 |  | 35-24; 35-24 | BROKE THICKENER; START SEQUENCE; BROKE THICKENER | low
instruments | PPI_1204A | 7F237 | P-INSTRPOS | 4545 | 502.5 |  | 35-24; 35-24 | BROKE THICKENER; STOP SEQUENCE; START SEQUENCE | low
instruments | PPI_1204A | 7F23C | P-INSTRPOS | 5550 | 517.5 |  | 35-24; 35-24 | BROKE SCREENING; START SEQUENCE; BROKE SCREENING | low
instruments | PPI_1204A | 7F241 | P-INSTRPOS | 5550 | 502.5 |  | 35-24; 35-24 | BROKE SCREENING; STOP SEQUENCE; START SEQUENCE | low
instruments | PPI_1204A | 7F2B6 | P-INSTRPOS | 1237.5 | 450 |  | 35-24; 35-24; 35-24; 35-24 | PULPER; START; PULPER | low
instruments | PPI_1204A | 7F2FA | P-INSTRPOS | 672.5 | 455 |  | 35-24; 35-24; 35-24; 35-24; 35-24 | WINDER AREA; EMERGENCY STOP; WINDER PULPER | low
instruments | PPI_1204A | 7F31B | P-INSTRPOS | 140 | 457.5 |  | 35-24; 35-24; 35-24; 35-24; 35-24 | BROK ROLL PULPER; EMERGENCY STOP; BROKE ROLL PULPER | low
instruments | PPI_1204A | 7F710 | P-INSTRPOS | 1352.5 | 190 |  | 35-24; 35-24; 35-24; 35-24; 35-24 |  | low
instruments | PPI_1202A | 7F714 | P-INSTRPOS | 1352.5 | 200.2198 |  | 35-24; 35-24; 35-24; 35-24; 35-24 |  | low
instruments | PPI_1204A | 7F723 | P-INSTRPOS | 1377.5 | 190 |  | 35-24; 35-24; 35-24; 35-24; 35-24 |  | low
instruments | PPI_1202A | 7F727 | P-INSTRPOS | 1377.5 | 200.2198 |  | 35-24; 35-24; 35-24; 35-24; 35-24 |  | low
instruments | PPI_1200A | 7FF9A | P-INSTRPOS | 2355 | 90 |  | 35-24; 35-24; 35-24; 35-24 |  | low
instruments | PPI_1200A | 7FF9C | P-INSTRPOS | 2345 | 90 |  | 35-24; 35-24; 35-24; 35-24; 35-24 |  | low
instruments | PPI_1204A | 7FF9E | P-INSTRPOS | 2377.5 | 90 |  | 35-24; 35-24; 35-24; 35-24; 35-24 |  | low
instruments | PPI_0101B | 7FFA0 | P-INSTRU | 2364.3455 | 90 |  | 35-24; 35-24; 35-24; 35-24; 35-24 |  | low
instruments | PPI_0102B | 801A0 | P-INSTRU | 1705 | 287.5 | 35-24L005 | 35-24; 35-24L005; 35-24P520; 35-24 | REEL PULPER; HP-63G2; 2621 ADTPD | high
instruments | PPI_1204A | 801A2 | P-INSTRPOS | 1715 | 302.5 | 35-24L005 | 35-24; 35-24L005; 35-24P520 | REEL PULPER; HP-63G2; 2621 ADTPD | high
fittings | P7A1210 | 53402 | P-FITTINGS | 4490 | 250 | 35-24P512 | 35-24; 35-24; 35-24P512; 35-24; 35-24 |  | high
fittings | P7A1245 | 6F5DA | P-FITTINGS | 1015 | 477.5 |  |  |  | low
fittings | P7A1214 | 7029C | P-FITTINGS | 3725 | 157.5 |  | 35-24; 35-24; 35-24; 35-24; 35-24 | PRODUCTION; COUCH PIT AGITATOR 1; GEAR BOX OIL PUMP | low
fittings | P7A1214 | 7033B | P-FITTINGS | 3612.5 | 152.5 |  | 35-24; 35-24; 35-24; 35-24; 35-24 |  | low
fittings | P7A1214 | 704D7 | P-FITTINGS | 2845 | 157.5 |  | 35-24; 35-24; 35-24; 35-24; 35-24 | PRODUCTION | low
fittings | P7A1214 | 706E5 | P-FITTINGS | 1950 | 152.5 |  | 35-24; 35-24; 35-24; 35-24; 35-24 | PRODUCTION | low
fittings | P7A1214 | 70823 | P-FITTINGS | 1325 | 172.5 |  | 35-24; 35-24; 35-24; 35-24; 35-24 |  | low
fittings | P7A1214 | 708C8 | P-FITTINGS | 782.5 | 182.5 |  | 35-24; 35-24; 35-24; 35-24; 35-24 | 1 bar | low
fittings | P7A1245 | 70A82 | P-FITTINGS | 2095 | 62.5 |  |  |  | low
fittings | P7A1271 | 77525 | P-FITTINGS | 282.5 | 242.5 |  | 35-24; 35-24; 35-24 | 141 BDTPD; BROKE ROLL PULPER | low
fittings | P7A1271 | 77526 | P-FITTINGS | 235 | 242.5 | 35-24L009 | 35-24L009; 35-24P519; 35-24 | 141 BDTPD; BROKE ROLL PULPER | high
fittings | P7A1210 | 77DDB | P-FITTINGS | 467.5 | 477.5 |  |  |  | low
fittings | P7A1210 | 7BF51 | P-FITTINGS | 5925 | 155 |  | 35-24; 35-24 |  | low
fittings | P7A1212 | 7D9FF | P-FITTINGS | 4697.5 | 312.5 |  |  |  | low
fittings | P7A1229 | 7E4E1 | P-FITTINGS | 6086 | 377.5 |  |  |  | low
fittings | P7A1223 | 7E4E3 | P-FITTINGS | 6086 | 365 |  |  |  | low
fittings | P7A1207 | 7E4E4 | P-FITTINGS | 6086 | 352.5 |  |  |  | low
fittings | P7A1208 | 7E4E6 | P-FITTINGS | 6086 | 340 |  |  |  | low
fittings | P7A1206 | 7E4E7 | P-FITTINGS | 6086 | 315 |  |  |  | low
fittings | P7A1222 | 7E4EA | P-FITTINGS | 6081 | 277.5 |  |  |  | low
fittings | P7A1218 | 7E4F6 | P-FITTINGS | 6081 | 265 |  |  |  | low
fittings | P7A1220 | 7F6D8 | P-FITTINGS | 1185 | 337.5 | 35-24L007 | 35-24L007 | 2 bar; SLABBING PULPER; HP-33G2 | high
fittings | P7A1220 | 7F6E7 | P-FITTINGS | 1250 | 340 | 35-24L007 | 35-24L007; 35-24 | VENTILATION; 1 bar; 2 bar | high
fittings | P7A1220 | 7F6E9 | P-FITTINGS | 1320 | 340 |  | 35-24; 35-24 | VENTILATION; SHOWER S2; 1 bar | low
fittings | P7A1220 | 7F6EC | P-FITTINGS | 1282.5 | 340 |  |  | VENTILATION; 1 bar; STOP | low
fittings | P7A1220 | 8015E | P-FITTINGS | 1755 | 285 | 35-24L005 | 35-24L005; 35-24; 35-24L006 | 2 bar; REEL PULPER; HP-63G2 | high
fittings | P7A1220 | 80161 | P-FITTINGS | 1757.5 | 280 | 35-24L005 | 35-24L005; 35-24; 35-24L006 | 2 bar; REEL PULPER; HP-63G2 | high
terminals | PPI_1700A | 7AECB | P-PTERMINAL_POS | 4852.5 | 432.5 | 35-24L002 | 35-24L002; 35-24 | GT-2540; BROKE THICKENER; EMERGENCY STOP | high
terminals | PPI_1700A | 7AED5 | P-PTERMINAL_POS | 4926.25 | 425 |  | 35-24; 35-24; 35-24; 35-24; 35-24 | GT-2540; BROKE THICKENER; THICKENED BROKE | low
terminals | PPI_1700A | 7AEDC | P-PTERMINAL_POS | 4882.5 | 422.5 | 35-24L002 | 35-24; 35-24L002; 35-24; 35-24; 35-24 | GT-2540; BROKE THICKENER; EMERGENCY STOP | high
terminals | PPI_1700A | 7AEE0 | P-PTERMINAL_POS | 4897.5 | 422.5 | 35-24L002 | 35-24; 35-24; 35-24; 35-24; 35-24L002 | GT-2540; BROKE THICKENER; EMERGENCY STOP | high
terminals | PPI_1700A | 7AEEE | P-PTERMINAL_POS | 4926.25 | 420 |  | 35-24; 35-24; 35-24; 35-24; 35-24 | THICKENED BROKE; GT-2540; TANK | low
terminals | PPI_1700A | 7AF09 | P-PTERMINAL_POS | 4926.25 | 445 |  | 35-24; 35-24; 35-24; 35-24; 35-24 | GT-2540; BROKE THICKENER; CONTROL BOX | low

## line_geometry_bindings
line_number | plant_area | line_sequence | line_type | nominal_size | pipe_class | label_handle | label_position | bound_pipe_handle | bound_pipe_layer | bound_pipe_type | bind_distance | bind_confidence
35-24-114-WFC-15-E10H2A | 35-24 | 114 | WFC | 15 | E10H2A | 7736C | [3702.5, 68.75, 0.0] | 6D6FF | P-LINEPOS | LWPOLYLINE | 2.795 | high
35-22-006-WAA-100-E10H2A | 35-22 | 006 | WAA | 100 | E10H2A | 7E4FB | [6194.595444644205, 401.7330483691632, 0.0] |  |  |  |  | low
35-24-114-WFC-15-E143H2A | 35-24 | 114 | WFC | 15 | E143H2A | 7FA9F | [3702.5, 68.75, 0.0] | 6D6FF | P-LINEPOS | LWPOLYLINE | 2.795 | high
35-25-034/2-WAF-500-E10H2A | 35-25 | 034/2 | WAF | 500 | E10H2A | 80BFE | [1940.0, 63.75, 0.0] | 68BCF | P-LINEPOS | LWPOLYLINE | 37.687 | medium
DN100 | [5 empty] | 80C00 | [5377.5, 251.25, 0.0] | 7AE92 | P-LINEPOS | LWPOLYLINE | 2.795 | high
35-47-009-DNH-15-E10L4D | 35-47 | 009 | DNH | 15 | E10L4D | 80C02 | [4170.0, 413.75, 0.0] | 8022F | P-LINEPOS | LWPOLYLINE | 1.25 | high
35-24-223-PP-100-E10H2A | 35-24 | 223 | PP | 100 | E10H2A | 80C04 | [1662.5, 283.75, 0.0] | 801BB | P-LINEPOS | LWPOLYLINE | 1.25 | high
35-24-222-PP-400-E10H2A | 35-24 | 222 | PP | 400 | E10H2A | 80C06 | [1705.0, 241.25, 0.0] | 801B2 | P-MASS1 | LWPOLYLINE | 5.154 | high
35-24-221-PP-80-E10H2A | 35-24 | 221 | PP | 80 | E10H2A | 80C08 | [2680.0, 213.75, 0.0] | 800F9 | P-LINEPOS | LWPOLYLINE | 1.25 | high
35-24-220-PP-80-E10H2A | 35-24 | 220 | PP | 80 | E10H2A | 80C0A | [1692.5, 203.75, 0.0] | 800C3 | P-LINEPOS | LWPOLYLINE | 1.25 | high
35-24-219-WFL-15-E10H2A | 35-24 | 219 | WFL | 15 | E10H2A | 80C0C | [2365.0, 68.75, 0.0] | 7FFA9 | P-LINEPOS | LWPOLYLINE | 2.795 | high
35-24-218-WAF-150-E10H2A | 35-24 | 218 | WAF | 150 | E10H2A | 80C0E | [1386.25, 207.5, 0.0] | 7F735 | P-WATER | LWPOLYLINE | 27.528 | medium
35-24-217-WAF-150-E10H2A | 35-24 | 217 | WAF | 150 | E10H2A | 80C10 | [1361.25, 207.5, 0.0] | 7F70F | P-WATER | LWPOLYLINE | 27.528 | medium
35-25-117-WAB-32-E10H2A | 35-25 | 117 | WAB | 32 | E10H2A | 80C12 | [92.5, 13.75, 0.0] | 7F4C7 | P-WATER | LWPOLYLINE | 77.51 | medium
35-24-214-PP-100-E10H2A | 35-24 | 214 | PP | 100 | E10H2A | 80C14 | [-7.867867867867815, 246.25, 0.0] | 7ECC3 | P-LINEPOS | LWPOLYLINE | 1.303 | high
35-24-213-WAF-20-E10H2A | 35-24 | 213 | WAF | 20 | E10H2A | 80C16 | [-7.867867867867815, 253.75, 0.0] | 7ECAE | P-LINEPOS | LWPOLYLINE | 1.303 | high
35-24-186-WAF-100-E10H2A | 35-24 | 186 | WAF | 100 | E10H2A | 80C18 | [294.9024024024025, 388.75, 0.0] | 77552 | P-EQUIPMENTS | LWPOLYLINE | 20.277 | high
35-24-187-WAF-100-E10H2A | 35-24 | 187 | WAF | 100 | E10H2A | 80C1A | [294.9024024024025, 321.25, 0.0] | 77639 | P-WATER | LWPOLYLINE | 19.942 | high
35-24-188-WAF-80-E10H2A | 35-24 | 188 | WAF | 80 | E10H2A | 80C1C | [292.4024024024025, 283.75, 0.0] | 774F7 | P-REJECT | LWPOLYLINE | 10.03 | high
35-24-194-WFL-15-E10H2A | 35-24 | 194 | WFL | 15 | E10H2A | 80C1E | [178.5635635635635, 63.75, 0.0] | 7E902 | P-LINEPOS | LWPOLYLINE | 1.641 | high
35-24-195-WFL-15-E10H2A | 35-24 | 195 | WFL | 15 | E10H2A | 80C20 | [241.0635635635635, 63.75, 0.0] | 7E8D6 | P-LINEPOS | LWPOLYLINE | 1.641 | high
35-24-212-PP-100-E10H2A | 35-24 | 212 | PP | 100 | E10H2A | 80C22 | [5209.632132132132, 278.75, 0.0] | 7DA34 | P-REJECT | LWPOLYLINE | 15.193 | high
35-24-211-PP-100-E10H2A | 35-24 | 211 | PP | 100 | E10H2A | 80C24 | [4599.632132132132, 256.25, 0.0] | 7E392 | P-WATER | LWPOLYLINE | 16.389 | high
35-24-210-PP-100-E10H2A | 35-24 | 210 | PP | 100 | E10H2A | 80C26 | [4094.632132132132, 256.25, 0.0] | 7E371 | P-WATER | LWPOLYLINE | 8.058 | high
35-24-206-PP-100-E10H2A | 35-24 | 206 | PP | 100 | E10H2A | 80C28 | [1534.632132132132, 226.25, 0.0] | 7E32C | P-LINEPOS | LWPOLYLINE | 1.303 | high
35-24-209-PP-100-E10H2A | 35-24 | 209 | PP | 100 | E10H2A | 80C2A | [3014.632132132132, 221.25, 0.0] | 7E2A4 | P-LINEPOS | LWPOLYLINE | 1.303 | high
35-24-208-PP-100-E10H2A | 35-24 | 208 | PP | 100 | E10H2A | 80C2C | [2494.632132132132, 243.75, 0.0] | 7E2A0 | P-LINEPOS | LWPOLYLINE | 1.303 | high
35-24-207-PP-100-E10H2A | 35-24 | 207 | PP | 100 | E10H2A | 80C2E | [2127.132132132132, 246.25, 0.0] | 7E089 | P-LINEPOS | LWPOLYLINE | 1.303 | high
35-24-205-PP-100-E10H2A | 35-24 | 205 | PP | 100 | E10H2A | 80C30 | [954.6321321321321, 246.25, 0.0] | 7E04E | P-LINEPOS | LWPOLYLINE | 1.303 | high
35-24-204-PP-100-E10H2A | 35-24 | 204 | PP | 100 | E10H2A | 80C32 | [412.1321321321321, 246.25, 0.0] | 7E022 | P-LINEPOS | LWPOLYLINE | 1.303 | high
35-24-203-WFL-15-E10H2A | 35-24 | 203 | WFL | 15 | E10H2A | 80C34 | [5909.53666998263, 58.8743776752417, 0.0] | 7C174 | P-LINEPOS | LWPOLYLINE | 2.719 | high
35-24-224-WFL-15-E10H2A | 35-24 | 224 | WFL | 15 | E10H2A | 80C36 | [5831.436432886811, 58.8743776752417, 0.0] | 7C142 | P-LINEPOS | LWPOLYLINE | 2.719 | high
35-22-041-PS-125-E10H2A | 35-22 | 041 | PS | 125 | E10H2A | 80C38 | [5935.0, 393.75, 0.0] | 6C333 | P-REJECT | LWPOLYLINE | 42.518 | medium
35-24-184-WAF-200-E10H2A | 35-24 | 184 | WAF | 200 | E10H2A | 80C3A | [3457.5, 338.75, 0.0] |  |  |  |  | low
35-25-034-WAF-600-E10H2A | 35-25 | 034 | WAF | 600 | E10H2A | 80C3C | [4043.94037953461, 63.75, 0.0] | 68A51 | P-LINEPOS | LWPOLYLINE | 9.345 | high
35-24-090-WFC-15-E10H2A | 35-24 | 090 | WFC | 15 | E10H2A | 80C3E | [3085.0, 68.75, 0.0] | 6B159 | P-LINEPOS | LWPOLYLINE | 2.795 | high
35-24-193-PP-100-E10H2A | 35-24 | 193 | PP | 100 | E10H2A | 80C40 | [139.9024024024025, 286.25, 0.0] | 7EB70 | P-MASS1 | LWPOLYLINE | 22.437 | high
35-24-192-PP-200-E10H2A | 35-24 | 192 | PP | 200 | E10H2A | 80C42 | [77.40240240240246, 313.75, 0.0] | 7ECB6 | P-REJECT | LWPOLYLINE | 31.342 | medium
35-24-191-PP-250-E10H2A | 35-24 | 191 | PP | 250 | E10H2A | 80C44 | [184.9024024024025, 251.25, 0.0] | 77503 | P-MASS1 | LWPOLYLINE | 2.708 | high
35-24-190-PP-200-E10H2A | 35-24 | 190 | PP | 200 | E10H2A | 80C46 | [259.9024024024025, 216.25, 0.0] | 776DD | P-LINEPOS | LWPOLYLINE | 2.708 | high
35-24-189-PP-300-E10H2A | 35-24 | 189 | PP | 300 | E10H2A | 80C48 | [292.4024024024025, 276.25, 0.0] | 774F7 | P-REJECT | LWPOLYLINE | 5.059 | high
35-24-185-WAF-150-E10H2A | 35-24 | 185 | WAF | 150 | E10H2A | 80C4A | [344.8598598598599, 83.75, 0.0] | 776B1 | P-LINEPOS | LWPOLYLINE | 1.258 | high
35-24-181-PP-300-E10H2A | 35-24 | 181 | PP | 300 | E10H2A | 80C53 | [5937.5, 321.25, 0.0] | 75B93 | P-MASS1 | LWPOLYLINE | 23.277 | high
35-24-178-PP-350-E10H2A | 35-24 | 178 | PP | 350 | E10H2A | 80C55 | [5862.5, 301.25, 0.0] | 73696 | P-MASS1 | LWPOLYLINE | 10.078 | high
35-24-062-PP-250-E10H2A | 35-24 | 062 | PP | 250 | E10H2A | 80C57 | [2255.0, 268.75, 0.0] | 75F1E | P-MASS1 | LWPOLYLINE | 10.078 | high
35-24-177-PP-250-E10H2A | 35-24 | 177 | PP | 250 | E10H2A | 80C59 | [5852.5, 346.25, 0.0] | 73700 | P-MASS1 | LWPOLYLINE | 15.052 | high
35-24-176-PP-150-E10H2A | 35-24 | 176 | PP | 150 | E10H2A | 80C5B | [5842.5, 266.25, 0.0] | 7370A | P-LINEPOS | LWPOLYLINE | 2.795 | high
35-24-065-PP-300-E10H2A | 35-24 | 065 | PP | 300 | E10H2A | 80C5D | [2333.652402402403, 268.7499999999999, 0.0] | 76910 | P-WHITE_WATER | LWPOLYLINE | 5.992 | high
35-24-128-WFL-15-E10H2A | 35-24 | 128 | WFL | 15 | E10H2A | 80C5F | [4167.5, 81.25, 0.0] | 72638 | P-LINEPOS | LWPOLYLINE | 1.25 | high
35-24-173-PSR-250-E10H2A | 35-24 | 173 | PSR | 250 | E10H2A | 80C61 | [5597.5, 343.75, 0.0] | 7323A | P-REJECT | LWPOLYLINE | 11.524 | high
35-24-035-WAF-350-E10H2A | 35-24 | 035 | WAF | 350 | E10H2A | 80C63 | [2101.25, 189.4422644491113, 0.0] | 7F7E0 | P-WHITE_WATER | LWPOLYLINE | 29.469 | medium
35-24-057-WAF-350-E10H2A | 35-24 | 057 | WAF | 350 | E10H2A | 80C65 | [2056.25, 187.5, 0.0] | 714FA | P-WHITE_WATER | LWPOLYLINE | 27.528 | medium
35-24-006-WAF-200-E10H2A | 35-24 | 006 | WAF | 200 | E10H2A | 80C67 | [928.75, 243.2657657657657, 0.0] | 7E04E | P-LINEPOS | LWPOLYLINE | 26.307 | medium
35-24-004-WAF-80-E10H2A | 35-24 | 004 | WAF | 80 | E10H2A | 80C69 | [901.25, 242.5, 0.0] | 7F817 | P-WATER | LWPOLYLINE | 50.016 | medium
35-24-015-WAF-125-E10H2A | 35-24 | 015 | WAF | 125 | E10H2A | 80C6B | [780.7657657657658, 213.75, 0.0] | 70C19 | P-LINEPOS | LWPOLYLINE | 2.138 | high
35-24-016-WAF-250-E10H2A | 35-24 | 016 | WAF | 250 | E10H2A | 80C6D | [848.75, 242.5, 0.0] | 70964 | P-WHITE_WATER | LWPOLYLINE | 32.716 | medium
35-24-018-WAF-100-E10H2A | 35-24 | 018 | WAF | 100 | E10H2A | 80C6F | [873.75, 242.5, 0.0] | 70960 | P-WHITE_WATER | LWPOLYLINE | 50.016 | medium
35-24-030-WAF-250-E10H2A | 35-24 | 030 | WAF | 250 | E10H2A | 80C71 | [1331.25, 207.5, 0.0] | 72E6F | P-WHITE_WATER | LWPOLYLINE | 27.529 | medium
35-24-031-WAF-150-E10H2A | 35-24 | 031 | WAF | 150 | E10H2A | 80C73 | [1461.25, 207.5, 0.0] | 7F7BA | P-WATER | LWPOLYLINE | 27.528 | medium
35-24-033-WAF-100-E10H2A | 35-24 | 033 | WAF | 100 | E10H2A | 80C75 | [1411.25, 207.5, 0.0] | 7F7BC | P-WHITE_WATER | LWPOLYLINE | 27.528 | medium
35-24-034-WAF-150-E10H2A | 35-24 | 034 | WAF | 150 | E10H2A | 80C77 | [1436.25, 207.5, 0.0] | 7F7BE | P-WHITE_WATER | LWPOLYLINE | 27.528 | medium
35-24-036-WAF-350-E10H2A | 35-24 | 036 | WAF | 350 | E10H2A | 80C79 | [2078.75, 189.4422644491113, 0.0] | 7F7DE | P-WHITE_WATER | LWPOLYLINE | 29.469 | medium
35-24-052-WAF-300-E10H2A | 35-24 | 052 | WAF | 300 | E10H2A | 80C7B | [1958.75, 187.5, 0.0] | 706AB | P-WHITE_WATER | LWPOLYLINE | 27.528 | medium
35-24-053-WAF-100-E10H2A | 35-24 | 053 | WAF | 100 | E10H2A | 80C7D | [1988.75, 187.5, 0.0] | 7F7DA | P-WATER | LWPOLYLINE | 27.528 | medium
35-24-055-WAF-100-E10H2A | 35-24 | 055 | WAF | 100 | E10H2A | 80C7F | [2011.25, 187.5, 0.0] | 7F7DC | P-WATER | LWPOLYLINE | 27.529 | medium
35-24-056-WAF-350-E10H2A | 35-24 | 056 | WAF | 350 | E10H2A | 80C81 | [2033.75, 187.5, 0.0] | 71501 | P-WHITE_WATER | LWPOLYLINE | 27.529 | medium
35-24-083-WAF-300-E10H2A | 35-24 | 083 | WAF | 300 | E10H2A | 80C83 | [2851.25, 192.5, 0.0] | 704EA | P-WHITE_WATER | LWPOLYLINE | 27.528 | medium
35-24-084-WAF-100-E10H2A | 35-24 | 084 | WAF | 100 | E10H2A | 80C85 | [2873.75, 192.5, 0.0] | 7143B | P-WHITE_WATER | LWPOLYLINE | 27.528 | medium
35-24-086-WAF-100-E10H2A | 35-24 | 086 | WAF | 100 | E10H2A | 80C87 | [2896.25, 192.5, 0.0] | 70560 | P-WHITE_WATER | LWPOLYLINE | 27.528 | medium
35-24-088-WAF-300-E10H2A | 35-24 | 088 | WAF | 300 | E10H2A | 80C89 | [2918.75, 192.5, 0.0] | 70561 | P-WHITE_WATER | LWPOLYLINE | 27.528 | medium
35-24-089-WAF-300-E10H2A | 35-24 | 089 | WAF | 300 | E10H2A | 80C8B | [2941.25, 192.5, 0.0] | 70562 | P-WHITE_WATER | LWPOLYLINE | 27.528 | medium
35-24-094-WAF-300-E10H2A | 35-24 | 094 | WAF | 300 | E10H2A | 80C8D | [3457.5, 328.75, 0.0] | 77981 | P-REJECT | LWPOLYLINE | 77.711 | medium
35-24-098-WAF-300-E10H2A | 35-24 | 098 | WAF | 300 | E10H2A | 80C8F | [3457.5, 311.25, 0.0] | 77981 | P-REJECT | LWPOLYLINE | 60.635 | medium
35-24-105-WAF-300-E10H2A | 35-24 | 105 | WAF | 300 | E10H2A | 80C91 | [3457.500000000001, 278.75, 0.0] | 77981 | P-REJECT | LWPOLYLINE | 30.233 | medium
35-24-107-WAF-100-E10H2A | 35-24 | 107 | WAF | 100 | E10H2A | 80C93 | [3457.500000000001, 291.25, 0.0] | 77981 | P-REJECT | LWPOLYLINE | 41.552 | medium
35-24-110-WAF-100-E10H2A | 35-24 | 110 | WAF | 100 | E10H2A | 80C95 | [3678.75, 187.5, 0.0] | 75539 | P-WHITE_WATER | LWPOLYLINE | 20.039 | high
35-24-112-WAF-400-E10H2A | 35-24 | 112 | WAF | 400 | E10H2A | 80C97 | [3698.75, 187.5, 0.0] | 72F12 | P-WATER | LWPOLYLINE | 20.039 | high
35-24-115-WAF-250-E10H2A | 35-24 | 115 | WAF | 250 | E10H2A | 80C99 | [3721.25, 187.5, 0.0] | 7E45B | P-WHITE_WATER | LWPOLYLINE | 20.039 | high
35-24-143-WAF-150-E10H2A | 35-24 | 143 | WAF | 150 | E10H2A | 80CA7 | [4660.0, 156.25, 0.0] | 7BF55 | P-WHITE_WATER | LWPOLYLINE | 35.022 | medium
35-24-137-WAF-125-E10H2A | 35-24 | 137 | WAF | 125 | E10H2A | 80CA9 | [4407.5, 166.25, 0.0] | 701C0 | P-LINEPOS | LWPOLYLINE | 2.795 | high
35-24-071-PP--E10H2A | 35-24 | 071 | PP |  | E10H2A | 80CAB | [2477.402402402403, 296.25, 0.0] | 7E28A | P-LINEPOS | LWPOLYLINE | 1.254 | high
35-24-070-PP-600-E10H2A | 35-24 | 070 | PP | 600 | E10H2A | 80CAD | [2325.0, 478.75, 0.0] | 7F7EF | P-MASS1 | LWPOLYLINE | 51.856 | medium
35-24-116-WFC-15-E10H2A | 35-24 | 116 | WFC | 15 | E10H2A | 80CB8 | [3765.598098098098, 68.75, 0.0] | 6D6DB | P-LINEPOS | LWPOLYLINE | 1.386 | high
35-24-136-WFL-15-E10H2A | 35-24 | 136 | WFL | 15 | E10H2A | 80CBA | [4350.0, 58.75, 0.0] | 6D635 | P-LINEPOS | LWPOLYLINE | 2.795 | high
35-24-134-WAF-125-E10H2A | 35-24 | 134 | WAF | 125 | E10H2A | 80CBC | [4332.359235089178, 166.2770274871737, 0.0] | 72371 | P-LINEPOS | LWPOLYLINE | 1.285 | high
35-24-135-PP-400-E10H2A | 35-24 | 135 | PP | 400 | E10H2A | 80CBE | [4345.0, 341.25, 0.0] | 6D585 | P-LINEPOS | LWPOLYLINE | 1.25 | high
35-24-132-PP-500-E10H2A | 35-24 | 132 | PP | 500 | E10H2A | 80CC5 | [4292.5, 263.75, 0.0] | 6D654 | P-REJECT | LWPOLYLINE | 2.795 | high
35-24-175-WFL-15-E10H2A | 35-24 | 175 | WFL | 15 | E10H2A | 80CC7 | [5670.0, 58.75, 0.0] | 6D0F9 | P-LINEPOS | LWPOLYLINE | 2.795 | high
35-24-160-WFL-15-E10H2A | 35-24 | 160 | WFL | 15 | E10H2A | 80CC9 | [5142.5, 58.75, 0.0] | 6D05D | P-LINEPOS | LWPOLYLINE | 2.795 | high
35-24-157-WFL-15-E10H2A | 35-24 | 157 | WFL | 15 | E10H2A | 80CCB | [5070.0, 58.75, 0.0] | 6D058 | P-LINEPOS | LWPOLYLINE | 2.795 | high
35-24-138-WFL-15-E10H2A | 35-24 | 138 | WFL | 15 | E10H2A | 80CCD | [4445.0, 58.75, 0.0] | 6CF80 | P-LINEPOS | LWPOLYLINE | 2.795 | high
35-24-008-WFL-15-E10H2A | 35-24 | 008 | WFL | 15 | E10H2A | 80CCF | [646.0635635635635, 73.75, 0.0] | 6CEDE | P-LINEPOS | LWPOLYLINE | 1.641 | high
35-24-010-WFL-15-E10H2A | 35-24 | 010 | WFL | 15 | E10H2A | 80CD1 | [703.5635635635635, 73.75, 0.0] | 6CED0 | P-LINEPOS | LWPOLYLINE | 1.641 | high
35-24-012-WFL-15-E10H2A | 35-24 | 012 | WFL | 15 | E10H2A | 80CD3 | [756.0635635635635, 73.75, 0.0] | 6CEBD | P-LINEPOS | LWPOLYLINE | 1.641 | high
35-24-024-WFL-15-E10H2A | 35-24 | 024 | WFL | 15 | E10H2A | 80CD5 | [1188.563563563564, 68.75, 0.0] | 6CE76 | P-LINEPOS | LWPOLYLINE | 1.641 | high
35-24-026-WFL-15-E10H2A | 35-24 | 026 | WFL | 15 | E10H2A | 80CD7 | [1246.063563563564, 68.75, 0.0] | 6CE71 | P-LINEPOS | LWPOLYLINE | 1.641 | high
35-24-061-WFL-15-E10H2A | 35-24 | 061 | WFL | 15 | E10H2A | 80CD9 | [2251.063563563564, 68.74999999999994, 0.0] | 6CB93 | P-LINEPOS | LWPOLYLINE | 1.641 | high
35-24-042-WFL-15-E10H2A | 35-24 | 042 | WFL | 15 | E10H2A | 80CDB | [1693.563563563564, 68.75, 0.0] | 6CA5C | P-LINEPOS | LWPOLYLINE | 1.641 | high
35-24-045-WFL-15-E10H2A | 35-24 | 045 | WFL | 15 | E10H2A | 80CDD | [1751.063563563564, 68.75, 0.0] | 6CA57 | P-LINEPOS | LWPOLYLINE | 1.641 | high
35-24-048-WFL-15-E10H2A | 35-24 | 048 | WFL | 15 | E10H2A | 80CDF | [1803.563563563564, 68.75, 0.0] | 6CA47 | P-LINEPOS | LWPOLYLINE | 1.641 | high
35-24-076-WFL-15-E10H2A | 35-24 | 076 | WFL | 15 | E10H2A | 80CE1 | [2681.063563563564, 68.75, 0.0] | 6A84D | P-WATER | LWPOLYLINE | 1.641 | high
35-24-079-WFL-15-E10H2A | 35-24 | 079 | WFL | 15 | E10H2A | 80CE3 | [2741.063563563564, 68.75, 0.0] | 6C9E6 | P-LINEPOS | LWPOLYLINE | 1.641 | high
35-24-097-WFL-15-E10H2A | 35-24 | 097 | WFL | 15 | E10H2A | 80CE5 | [3243.563563563564, 68.75, 0.0] | 6C986 | P-LINEPOS | LWPOLYLINE | 3.776 | high
35-24-099-WFL-15-E10H2A | 35-24 | 099 | WFL | 15 | E10H2A | 80CE7 | [3296.063563563564, 68.75, 0.0] | 6C94F | P-LINEPOS | LWPOLYLINE | 3.776 | high
35-24-102-WFL-15-E10H2A | 35-24 | 102 | WFL | 15 | E10H2A | 80CE9 | [3343.563563563564, 68.75, 0.0] | 6C947 | P-LINEPOS | LWPOLYLINE | 1.641 | high
35-24-121-WFL-15-E10H2A | 35-24 | 121 | WFL | 15 | E10H2A | 80CEB | [3863.563563563564, 68.75, 0.0] | 6C86A | P-LINEPOS | LWPOLYLINE | 1.641 | high
35-24-122-WFL-15-E10H2A | 35-24 | 122 | WFL | 15 | E10H2A | 80CED | [3913.563563563564, 68.75, 0.0] | 6C85C | P-LINEPOS | LWPOLYLINE | 1.641 | high
35-24-123-WFL-15-E10H2A | 35-24 | 123 | WFL | 15 | E10H2A | 80CEF | [3966.063563563564, 68.75, 0.0] | 6C84D | P-LINEPOS | LWPOLYLINE | 1.641 | high
35-24-164-WAF-65-E10H2A | 35-24 | 164 | WAF | 65 | E10H2A | 80CF1 | [5335.0, 241.25, 0.0] | 7012D | P-WATER | LWPOLYLINE | 5.154 | high
35-24-003-WFC-15-E10H2A | 35-24 | 003 | WFC | 15 | E10H2A | 80CF3 | [485.598098098098, 71.25, 0.0] | 6B1D0 | P-LINEPOS | LWPOLYLINE | 3.341 | high
35-24-020-WFC-15-E10H2A | 35-24 | 020 | WFC | 15 | E10H2A | 80CF5 | [1028.098098098098, 68.75, 0.0] | 6B1CB | P-LINEPOS | LWPOLYLINE | 5.736 | high
35-24-037-WFC-15-E10H2A | 35-24 | 037 | WFC | 15 | E10H2A | 80CF7 | [1548.098098098098, 71.25, 0.0] | 6B1C2 | P-LINEPOS | LWPOLYLINE | 1.386 | high
35-24-073-WFC-15-E10H2A | 35-24 | 073 | WFC | 15 | E10H2A | 80CF9 | [2518.098098098098, 71.25, 0.0] | 6B17A | P-LINEPOS | LWPOLYLINE | 3.341 | high
35-24-167-WFL-15-E10H2A | 35-24 | 167 | WFL | 15 | E10H2A | 80CFB | [5442.5, 58.75, 0.0] | 68E0E | P-LINEPOS | LWPOLYLINE | 2.795 | high
35-24-171-WFL-15-E10H2A | 35-24 | 171 | WFL | 15 | E10H2A | 80CFD | [5587.5, 58.75, 0.0] | 68E03 | P-LINEPOS | LWPOLYLINE | 2.795 | high
35-24-153-WFL-15-E10H2A | 35-24 | 153 | WFL | 15 | E10H2A | 80CFF | [4970.0, 58.75, 0.0] | 68DEB | P-LINEPOS | LWPOLYLINE | 2.795 | high
35-24-005-WFC-15-E10H2A | 35-24 | 005 | WFC | 15 | E10H2A | 80D01 | [550.5980980980981, 71.25, 0.0] | 68D28 | P-LINEPOS | LWPOLYLINE | 1.386 | high
35-24-022-WFC-15-E10H2A | 35-24 | 022 | WFC | 15 | E10H2A | 80D03 | [1130.598098098098, 68.75, 0.0] | 68C43 | P-LINEPOS | LWPOLYLINE | 3.341 | high
35-24-028-WFL-15-E10H2A | 35-24 | 028 | WFL | 15 | E10H2A | 80D05 | [1296.063563563564, 68.75, 0.0] | 68C37 | P-LINEPOS | LWPOLYLINE | 1.641 | high
35-24-041-WFC-15-E10H2A | 35-24 | 041 | WFC | 15 | E10H2A | 80D07 | [1610.598098098098, 71.25, 0.0] | 68BE6 | P-LINEPOS | LWPOLYLINE | 1.386 | high
35-24-050-WFL-15-E10H2A | 35-24 | 050 | WFL | 15 | E10H2A | 80D09 | [1866.063563563564, 68.75, 0.0] | 68BCF | P-LINEPOS | LWPOLYLINE | 1.641 | high
35-24-075-WFC-15-E10H2A | 35-24 | 075 | WFC | 15 | E10H2A | 80D0B | [2588.098098098098, 71.25, 0.0] | 68B5A | P-LINEPOS | LWPOLYLINE | 1.386 | high
35-24-080-WFL-15-E10H2A | 35-24 | 080 | WFL | 15 | E10H2A | 80D0D | [2791.063563563564, 68.75, 0.0] | 68B52 | P-LINEPOS | LWPOLYLINE | 1.641 | high
35-24-092-WFC-15-E10H2A | 35-24 | 092 | WFC | 15 | E10H2A | 80D0F | [3148.098098098098, 68.75, 0.0] | 68ADC | P-LINEPOS | LWPOLYLINE | 1.386 | high
35-24-104-WFL-15-E10H2A | 35-24 | 104 | WFL | 15 | E10H2A | 80D11 | [3396.063563563564, 68.75, 0.0] | 68ABC | P-LINEPOS | LWPOLYLINE | 1.641 | high
35-24-125-WFL-15-E10H2A | 35-24 | 125 | WFL | 15 | E10H2A | 80D13 | [4016.063563563564, 68.75, 0.0] | 68A51 | P-LINEPOS | LWPOLYLINE | 1.641 | high
35-24-169-PSR-100-E10H2A | 35-24 | 169 | PSR | 100 | E10H2A | 80D15 | [5507.5, 361.25, 0.0] | 6ADB1 | P-REJECT | LWPOLYLINE | 6.25 | high
35-24-149-WAA-300-E10H2A | 35-24 | 149 | WAA | 300 | E10H2A | 80D17 | [4852.5, 408.75, 0.0] | 64C86 | P-LINEPOS | LWPOLYLINE | 1.25 | high
35-24-152-PP-300-E10H2A | 35-24 | 152 | PP | 300 | E10H2A | 80D19 | [4967.5, 411.25, 0.0] | 64AC0 | P-LINEPOS | LWPOLYLINE | 2.795 | high
35-24-170-PP-300-E10H2A | 35-24 | 170 | PP | 300 | E10H2A | 80D1B | [5510.0, 436.25, 0.0] | 6ADB3 | P-REJECT | LWPOLYLINE | 61.707 | medium
35-24-182-WAF-100-E10H2A | 35-24 | 182 | WAF | 100 | E10H2A | 80D1D | [5932.814417565532, 188.75, 0.0] | 7BF54 | P-WHITE_WATER | LWPOLYLINE | 34.092 | medium
35-24-151-PP-600-E10H2A | 35-24 | 151 | PP | 600 | E10H2A | 80D26 | [4957.5, 373.75, 0.0] | 63EAF | P-LINEPOS | LWPOLYLINE | 2.795 | high
35-24-183-WAF-100-E10H2A | 35-24 | 183 | WAF | 100 | E10H2A | 80D28 | [5377.294538683534, 208.75, 0.0] | 7BFCA | P-LINEPOS | LWPOLYLINE | 1.267 | high
35-24-054-WAF-500-E10H2A | 35-24 | 054 | WAF | 500 | E10H2A | 80D2A | [2066.10985985986, 88.75, 0.0] | 6331E | P-LINEPOS | LWPOLYLINE | 1.672 | high
35-24-166-PSR-200-E10H2A | 35-24 | 166 | PSR | 200 | E10H2A | 80D2C | [5412.5, 271.25, 0.0] | 62F18 | P-LINEPOS | LWPOLYLINE | 2.795 | high
35-24-172-PSR-150-E10H2A | 35-24 | 172 | PSR | 150 | E10H2A | 80D2E | [5592.5, 261.25, 0.0] | 62F04 | P-LINEPOS | LWPOLYLINE | 2.795 | high
35-24-162-WAB-20-E10H2A | 35-24 | 162 | WAB | 20 | E10H2A | 80D30 | [5232.5, 271.25, 0.0] | 7E432 | P-REJECT | LWPOLYLINE | 25.395 | medium
35-24-148-WAA-150-E10H2A | 35-24 | 148 | WAA | 150 | E10H2A | 80D32 | [4787.5, 218.75, 0.0] | 62D9E | P-LINEPOS | LWPOLYLINE | 2.795 | high
35-24-142-PP-400-E10H2A | 35-24 | 142 | PP | 400 | E10H2A | 80D34 | [4592.5, 378.75, 0.0] | 6A54A | P-MASS1 | LWPOLYLINE | 27.528 | medium
35-24-140-PP-400-E10H2A | 35-24 | 140 | PP | 400 | E10H2A | 80D36 | [4557.5, 316.25, 0.0] | 62D04 | P-LINEPOS | LWPOLYLINE | 5.154 | high
35-24-141-WAB-20-E10H2A | 35-24 | 141 | WAB | 20 | E10H2A | 80D38 | [4600.0, 263.75, 0.0] | 7E392 | P-WATER | LWPOLYLINE | 9.1 | high
35-24-001-WAB-20-E10H2A | 35-24 | 001 | WAB | 20 | E10H2A | 80D3A | [412.1321321321321, 253.75, 0.0] | 6E15A | P-LINEPOS | LWPOLYLINE | 1.303 | high
35-24-029-PP-600-E10H2A | 35-24 | 029 | PP | 600 | E10H2A | 80D3C | [1294.902402402403, 253.75, 0.0] | 62BAE | P-LINEPOS | LWPOLYLINE | 2.708 | high
35-24-011-PP-250-E10H2A | 35-24 | 011 | PP | 250 | E10H2A | 80D3E | [732.4024024024025, 218.75, 0.0] | 6AB7A | P-LINEPOS | LWPOLYLINE | 2.708 | high
35-24-027-PP-250-E10H2A | 35-24 | 027 | PP | 250 | E10H2A | 80D40 | [1262.402402402403, 213.75, 0.0] | 62BA1 | P-LINEPOS | LWPOLYLINE | 2.708 | high
35-24-017-WAF-300-E10H2A | 35-24 | 017 | WAF | 300 | E10H2A | 80D42 | [897.3598598598599, 106.25, 0.0] | 70847 | P-LINEPOS | LWPOLYLINE | 2.67 | high
35-24-007-PP-200-E10H2A | 35-24 | 007 | PP | 200 | E10H2A | 80D44 | [579.9024024024025, 303.75, 0.0] | 6F91A | P-MASS1 | LWPOLYLINE | 17.447 | high
35-24-032-WAF-300-E10H2A | 35-24 | 032 | WAF | 300 | E10H2A | 80D46 | [1424.85985985986, 106.25, 0.0] | 62B51 | P-LINEPOS | LWPOLYLINE | 1.258 | high
35-24-021-WAB-20-E10H2A | 35-24 | 021 | WAB | 20 | E10H2A | 80D48 | [954.632132132132, 253.75, 0.0] | 7E036 | P-LINEPOS | LWPOLYLINE | 1.303 | high
35-24-023-PP-200-E10H2A | 35-24 | 023 | PP | 200 | E10H2A | 80D4A | [1134.902402402403, 301.25, 0.0] | 6AA70 | P-MASS1 | LWPOLYLINE | 34.925 | medium
35-24-039-WAB-20-E10H2A | 35-24 | 039 | WAB | 20 | E10H2A | 80D4C | [1535.0, 233.75, 0.0] | 7E317 | P-LINEPOS | LWPOLYLINE | 1.25 | high
35-24-074-WAB-20-E10H2A | 35-24 | 074 | WAB | 20 | E10H2A | 80D4E | [2495.0, 251.25, 0.0] | 7E2A0 | P-LINEPOS | LWPOLYLINE | 8.75 | high
35-24-058-WAB-15-E10H2A | 35-24 | 058 | WAB | 15 | E10H2A | 80D50 | [2127.132132132132, 253.7499999999999, 0.0] | 7E073 | P-LINEPOS | LWPOLYLINE | 1.303 | high
35-24-063-WAF-250-E10H2A | 35-24 | 063 | WAF | 250 | E10H2A | 80D52 | [2277.35985985986, 156.2499999999999, 0.0] | 629E6 | P-LINEPOS | LWPOLYLINE | 1.258 | high
35-24-067-PP-150-E10H2A | 35-24 | 067 | PP | 150 | E10H2A | 80D54 | [2366.152402402403, 208.7499999999999, 0.0] | 55091 | P-LINEPOS | LWPOLYLINE | 1.7 | high
35-24-060-PP-800-E10H2A | 35-24 | 060 | PP | 800 | E10H2A | 80D56 | [2164.902402402403, 313.7499999999999, 0.0] | 62F15 | P-LINEPOS | LWPOLYLINE | 1.254 | high
35-24-051-PP-100-E10H2A | 35-24 | 051 | PP | 100 | E10H2A | 80D58 | [1897.20139147767, 261.25, 0.0] | 779D4 | P-REJECT | LWPOLYLINE | 9.782 | high
35-24-047-PP-150-E10H2A | 35-24 | 047 | PP | 150 | E10H2A | 80D5A | [1791.946317563127, 186.25, 0.0] | 62897 | P-LINEPOS | LWPOLYLINE | 1.285 | high
35-24-046-PP-250-E10H2A | 35-24 | 046 | PP | 250 | E10H2A | 80D5C | [1791.946317563127, 193.75, 0.0] | 6288F | P-LINEPOS | LWPOLYLINE | 2.532 | high
35-24-091-WAB-20-E10H2A | 35-24 | 091 | WAB | 20 | E10H2A | 80D5E | [3015.0, 228.75, 0.0] | 7E2A4 | P-LINEPOS | LWPOLYLINE | 8.75 | high
35-24-109-WAF-500-E10H2A | 35-24 | 109 | WAF | 500 | E10H2A | 80D60 | [3627.35985985986, 121.25, 0.0] | 62803 | P-LINEPOS | LWPOLYLINE | 2.67 | high
35-24-106-WAF-500-E10H2A | 35-24 | 106 | WAF | 500 | E10H2A | 80D62 | [3442.35985985986, 121.25, 0.0] | 627FC | P-LINEPOS | LWPOLYLINE | 2.67 | high
35-24-108-PP-100-E10H2A | 35-24 | 108 | PP | 100 | E10H2A | 80D64 | [3429.70139147767, 253.75, 0.0] | 77981 | P-REJECT | LWPOLYLINE | 2.532 | high
35-24-101-PP-150-E10H2A | 35-24 | 101 | PP | 150 | E10H2A | 80D66 | [3322.20139147767, 179.363544153548, 0.0] | 627A9 | P-LINEPOS | LWPOLYLINE | 1.285 | high
35-24-124-WAB-20-E10H2A | 35-24 | 124 | WAB | 20 | E10H2A | 80D68 | [4094.632132132132, 263.75, 0.0] | 7E35D | P-WATER | LWPOLYLINE | 11.288 | high
35-24-215-WFC--E10H2A | 35-24 | 215 | WFC |  | E10H2A | 80D6A | [93.09809809809803, 38.75, 0.0] | 753C1 | P-COOLING_WATER | LWPOLYLINE | 78.108 | medium
35-24-216-WFC--E10H2A | 35-24 | 216 | WFC |  | E10H2A | 80D6C | [93.09809809809803, 26.25, 0.0] | 753BF | P-COOLING_WATER | LWPOLYLINE | 78.108 | medium
35-24-126-PP-200-E10H2A | 35-24 | 126 | PP | 200 | E10H2A | 80D6E | [3999.902402402403, 328.75, 0.0] | 62733 | P-LINEPOS | LWPOLYLINE | 1.254 | high
35-24-158-PP-400-E10H2A | 35-24 | 158 | PP | 400 | E10H2A | 80D70 | [5072.5, 301.25, 0.0] | 6ACFC | P-MASS1 | LWPOLYLINE | 13.75 | high
35-24-163-WFL-15-E10H2A | 35-24 | 163 | WFL | 15 | E10H2A | 80D72 | [5310.0, 58.75, 0.0] | 67CCB | P-WATER | LWPOLYLINE | 9.1 | high
35-24-145-WAA-300-E10H2A | 35-24 | 145 | WAA | 300 | E10H2A | 80D74 | [4732.5, 251.25, 0.0] | 6AC61 | P-FILTERED_WATER | LWPOLYLINE | 2.795 | high
35-24-146-WAA-400-E10H2A | 35-24 | 146 | WAA | 400 | E10H2A | 80D76 | [4747.5, 291.25, 0.0] | 5DBF9 | P-LINEPOS | LWPOLYLINE | 1.25 | high
35-24-144-WAA-200-E10H2A | 35-24 | 144 | WAA | 200 | E10H2A | 80D78 | [4710.0, 318.75, 0.0] | 6300C | P-LINEPOS | LWPOLYLINE | 2.795 | high
35-24-154-PP-700-E10H2A | 35-24 | 154 | PP | 700 | E10H2A | 80D7F | [4995.0, 341.25, 0.0] | 5DBE5 | P-LINEPOS | LWPOLYLINE | 1.25 | high
35-24-180-PSR-200-E10H2A | 35-24 | 180 | PSR | 200 | E10H2A | 80D81 | [5932.5, 228.75, 0.0] | 7F331 | P-REJECT | LWPOLYLINE | 41.019 | medium
35-24-174-PSR-250-E10H2A | 35-24 | 174 | PSR | 250 | E10H2A | 80D83 | [5622.5, 301.25, 0.0] | 7323A | P-REJECT | LWPOLYLINE | 2.795 | high
35-24-161-PP-350-E10H2A | 35-24 | 161 | PP | 350 | E10H2A | 80D85 | [5255.0, 316.25, 0.0] | 7E408 | P-REJECT | LWPOLYLINE | 1.25 | high
35-24-159-PP-300-E10H2A | 35-24 | 159 | PP | 300 | E10H2A | 80D87 | [5075.0, 398.75, 0.0] | 63002 | P-LINEPOS | LWPOLYLINE | 1.25 | high
35-24-168-PSR-100-E10H2A | 35-24 | 168 | PSR | 100 | E10H2A | 80D89 | [5507.5, 376.25, 0.0] | 6ADB3 | P-REJECT | LWPOLYLINE | 5.154 | high
35-24-155-PP-150-E10H2A | 35-24 | 155 | PP | 150 | E10H2A | 80D8B | [5002.5, 263.75, 0.0] | 5DA81 | P-LINEPOS | LWPOLYLINE | 2.795 | high
35-24-150-WAA-400-E10H2A | 35-24 | 150 | WAA | 400 | E10H2A | 80D8D | [4852.5, 366.25, 0.0] | 804EC | P-WATER | LWPOLYLINE | 22.535 | high
35-24-156-PP-400-E10H2A | 35-24 | 156 | PP | 400 | E10H2A | 80D8F | [5025.0, 316.25, 0.0] | 6A4C5 | P-REJECT | LWPOLYLINE | 1.25 | high
35-25-072-WAF-350-E10H2A | 35-25 | 072 | WAF | 350 | E10H2A | 80D91 | [5932.5, 156.25, 0.0] | 7BF54 | P-WHITE_WATER | LWPOLYLINE | 4.67 | high
35-24-068-WFL-15-E10H2A | 35-24 | 068 | WFL | 15 | E10H2A | 80D93 | [2406.063563563564, 68.74999999999994, 0.0] | 6CB92 | P-LINEPOS | LWPOLYLINE | 1.641 | high
35-24-019-PP-500-E10H2A | 35-24 | 019 | PP | 500 | E10H2A | 80D95 | [992.4024024024025, 353.75, 0.0] | 62B2E | P-LINEPOS | LWPOLYLINE | 1.254 | high
35-24-025-PP-600-E10H2A | 35-24 | 025 | PP | 600 | E10H2A | 80D97 | [1187.402402402403, 251.25, 0.0] | 803EB | P-MASS1 | LWPOLYLINE | 5.059 | high
35-24-066-PP-900-E10H2A | 35-24 | 066 | PP | 900 | E10H2A | 80D99 | [2333.652402402403, 251.2499999999999, 0.0] | 76910 | P-WHITE_WATER | LWPOLYLINE | 5.235 | high
35-24-139-WAF-125-E10H2A | 35-24 | 139 | WAF | 125 | E10H2A | 80D9B | [4555.0, 166.25, 0.0] | 3C5E2 | P-LINEPOS | LWPOLYLINE | 2.795 | high
35-24-002-PP-500-E10H2A | 35-24 | 002 | PP | 500 | E10H2A | 80D9D | [492.4024024024025, 366.25, 0.0] | 6F7CC | P-LINEPOS | LWPOLYLINE | 2.708 | high
35-24-013-PP-600-E10H2A | 35-24 | 013 | PP | 600 | E10H2A | 80D9F | [772.4024024024025, 256.25, 0.0] | 77363 | P-REJECT | LWPOLYLINE | 6.696 | high
35-24-009-PP-600-E10H2A | 35-24 | 009 | PP | 600 | E10H2A | 80DA1 | [657.4024024024025, 251.25, 0.0] | 7E121 | P-REJECT | LWPOLYLINE | 1.254 | high
35-24-129-WFL-15-E10H2A | 35-24 | 129 | WFL | 15 | E10H2A | 80DA3 | [4254.321428571429, 58.75, 0.0] | 62FEA | P-LINEPOS | LWPOLYLINE | 2.209 | high
35-24-095-PP-200-E10H2A | 35-24 | 095 | PP | 200 | E10H2A | 80DA5 | [3224.70139147767, 273.75, 0.0] | 6A805 | P-REJECT | LWPOLYLINE | 41.092 | medium
35-24-130-PP-200-E10H2A | 35-24 | 130 | PP | 200 | E10H2A | 80DA7 | [4260.0, 211.25, 0.0] | 6D527 | P-LINEPOS | LWPOLYLINE | 3.25 | high
35-24-131-PP-700-E10H2A | 35-24 | 131 | PP | 700 | E10H2A | 80DA9 | [4283.75, 282.5, 0.0] | 6FDC3 | P-REJECT | LWPOLYLINE | 17.545 | high
35-24-117-PP-250-E10H2A | 35-24 | 117 | PP | 250 | E10H2A | 80DAB | [3799.902402402403, 213.75, 0.0] | 38850 | P-LINEPOS | LWPOLYLINE | 2.675 | high
35-24-133-PP-500-E10H2A | 35-24 | 133 | PP | 500 | E10H2A | 80DAD | [4292.5, 251.25, 0.0] | 6D522 | P-REJECT | LWPOLYLINE | 2.795 | high
35-24-096-PP-900-E10H2A | 35-24 | 096 | PP | 900 | E10H2A | 80DAF | [3234.70139147767, 226.25, 0.0] | 6A7FD | P-MASS1 | LWPOLYLINE | 4.829 | high
35-24-113-PP-800-E10H2A | 35-24 | 113 | PP | 800 | E10H2A | 80DB1 | [3702.402402402403, 278.75, 0.0] | 60633 | P-LINEPOS | LWPOLYLINE | 1.254 | high
35-24-127-PP-800-E10H2A | 35-24 | 127 | PP | 800 | E10H2A | 80DB3 | [4094.902402402403, 328.75, 0.0] | 62737 | P-LINEPOS | LWPOLYLINE | 2.708 | high
35-24-119-PP-300-E10H2A | 35-24 | 119 | PP | 300 | E10H2A | 80DB5 | [3832.439486715765, 266.25, 0.0] | 38400 | P-REJECT | LWPOLYLINE | 3.985 | high
35-24-120-PP-900-E10H2A | 35-24 | 120 | PP | 900 | E10H2A | 80DB7 | [3832.439486715765, 251.25, 0.0] | 6A406 | P-REJECT | LWPOLYLINE | 6.768 | high
35-24-118-PP-200-E10H2A | 35-24 | 118 | PP | 200 | E10H2A | 80DB9 | [3832.439486715765, 281.25, 0.0] | 6A408 | P-REJECT | LWPOLYLINE | 17.857 | high
35-24-093-PP-700-E10H2A | 35-24 | 093 | PP | 700 | E10H2A | 80DBB | [3109.902402402403, 368.7500000000001, 0.0] |  |  |  |  | low
35-24-100-PP-250-E10H2A | 35-24 | 100 | PP | 250 | E10H2A | 80DBD | [3322.20139147767, 186.863544153548, 0.0] | 36742 | P-LINEPOS | LWPOLYLINE | 2.532 | high
35-24-082-PP-800-E10H2A | 35-24 | 082 | PP | 800 | E10H2A | 80DBF | [2807.402402402403, 251.25, 0.0] | 366D1 | P-LINEPOS | LWPOLYLINE | 1.254 | high
35-24-072-PP-700-E10H2A | 35-24 | 072 | PP | 700 | E10H2A | 80DC1 | [2494.902402402403, 281.25, 0.0] | 6F67C | P-MASS1 | LWPOLYLINE | 14.955 | high
35-24-081-PP-250-E10H2A | 35-24 | 081 | PP | 250 | E10H2A | 80DC3 | [2784.902402402403, 213.75, 0.0] | 3669D | P-LINEPOS | LWPOLYLINE | 2.708 | high
35-24-049-PP-800-E10H2A | 35-24 | 049 | PP | 800 | E10H2A | 80DC5 | [1897.164307164307, 253.25, 0.0] | 779D4 | P-REJECT | LWPOLYLINE | 11.788 | high
35-24-077-PP-250-E10H2A | 35-24 | 077 | PP | 250 | E10H2A | 80DC7 | [2687.164307164308, 301.25, 0.0] | 6A94E | P-REJECT | LWPOLYLINE | 40.739 | medium
35-24-078-PP-900-E10H2A | 35-24 | 078 | PP | 900 | E10H2A | 80DC9 | [2694.783354783355, 253.75, 0.0] | 800E8 | P-MASS1 | LWPOLYLINE | 2.603 | high
35-24-087-WAF-500-E10H2A | 35-24 | 087 | WAF | 500 | E10H2A | 80DCB | [2909.85985985986, 88.75, 0.0] | 63319 | P-LINEPOS | LWPOLYLINE | 2.67 | high
35-24-040-PP-700-E10H2A | 35-24 | 040 | PP | 700 | E10H2A | 80DCD | [1575.0, 293.75, 0.0] | 7E31E | P-REJECT | LWPOLYLINE | 34.664 | medium
35-24-043-PP-300-E10H2A | 35-24 | 043 | PP | 300 | E10H2A | 80DD4 | [1662.164307164307, 276.25, 0.0] | 801BB | P-LINEPOS | LWPOLYLINE | 6.259 | high
35-24-044-PP-900-E10H2A | 35-24 | 044 | PP | 900 | E10H2A | 80DD6 | [1704.664307164307, 233.75, 0.0] | 800AF | P-MASS1 | LWPOLYLINE | 7.273 | high

## control_loop_details
loop_area | instrument_handle | instrument_block | instrument_layer | instrument_position | nearest_control_valve_handle | nearest_control_valve_block | distance_to_cv | signal_type_guess | confidence
| 2D4A6 | PPI_0100X | P-INSTRU | [2791.017378985465, 255.0, 0.0] | 366CF | PPI_1000A | 109.618 | instrument_to_final_element | low
35-24 | 2D5F7 | PPI_0100X | P-INSTRU | [2742.467379490792, 90.0, 0.0] | 366CF | PPI_1000A | 100.026 | instrument_to_final_element | low
35-24 | 2F5AB | PPI_0100X | P-INSTRU | [2108.475, 137.5, 0.0] | 365F5 | PPI_1000A | 19.016 | instrument_to_final_element | medium
35-24 | 2F5D3 | PPI_0100X | P-INSTRU | [1752.260057055878, 90.0, 0.0] | 60408 | PPI_1000A | 87.16 | instrument_to_final_element | low
| 2FCE7 | PPI_0100X | P-INSTRU | [1760.225680162351, 247.5, 0.0] | 80200 | PPI_1000A | 50.181 | instrument_to_final_element | medium
35-24 | 2FF2E | PPI_0100X | P-INSTRU | [1635.0, 231.75, 0.0] | 365F2 | PPI_1000A | 7.62 | instrument_to_final_element | medium
35-24 | 30266 | PPI_0100X | P-INSTRU | [3294.963847171074, 90.0, 0.0] | 6029F | PPI_1000A | 95.213 | instrument_to_final_element | low
35-24 | 3036F | PPI_0100X | P-INSTRU | [3914.934538308452, 90.0, 0.0] | 6D6D4 | PPI_1000A | 95.184 | instrument_to_final_element | low
| 30670 | PPI_0100X | P-INSTRU | [3313.162084169853, 215.5, 0.0] | 690CE | PPI_1000A | 101.797 | instrument_to_final_element | low
35-24 | 352C3 | PPI_0100X | P-INSTRU | [4206.75, 257.5, 0.0] | 7E5EE | PPI_1000A | 108.168 | instrument_to_final_element | low
35-24 | 35632 | PPI_0100X | P-INSTRU | [4530.0, 248.4, 0.0] | 3693E | PPI_1000A | 65.224 | instrument_to_final_element | medium
35-24 | 35848 | PPI_0100X | P-INSTRU | [3865.029630885954, 90.0, 0.0] | 6D6D4 | PPI_1000A | 47.564 | instrument_to_final_element | medium
35-24 | 3597C | PPI_0100X | P-INSTRU | [3397.453204492498, 90.0, 0.0] | 6A2A5 | PPI_1000A | 107.656 | instrument_to_final_element | low
35-24 | 35A85 | PPI_0100X | P-INSTRU | [2792.519166880188, 90.0, 0.0] | 366CF | PPI_1000A | 67.073 | instrument_to_final_element | medium
35-24 | 35BC4 | PPI_0100X | P-INSTRU | [1804.839753470859, 90.0, 0.0] |  |  |  | measurement_only | low
35-24 | 35F95 | PPI_1204A | P-INSTRU | [1817.5, 90.0, 0.0] |  |  |  | measurement_only | low
35-24 | 35F97 | PPI_1204A | P-INSTRU | [2805.0, 90.0, 0.0] | 366CF | PPI_1000A | 62.5 | instrument_to_final_element | medium
35-24 | 35F99 | PPI_1204A | P-INSTRU | [3410.287084313363, 90.0, 0.0] | 6A2A5 | PPI_1000A | 96.846 | instrument_to_final_element | low
35-24 | 35F9B | PPI_1204A | P-INSTRU | [3877.290051058432, 90.0, 0.0] | 6D6D4 | PPI_1000A | 58.914 | instrument_to_final_element | medium
35-24 | 35FA1 | PPI_1204A | P-INSTRU | [4421.25, 207.5, 0.0] | 36930 | PPI_1000A | 12.59 | instrument_to_final_element | medium
35-24 | 35FB6 | PPI_1204A | P-INSTRU | [4484.5, 266.25, 0.0] | 3693E | PPI_1000A | 30.345 | instrument_to_final_element | medium
35-24 | 35FB8 | PPI_1204A | P-INSTRU | [4197.5, 275.0, 0.0] | 7E5EE | PPI_1000A | 93.983 | instrument_to_final_element | low
35-24 | 35FC2 | PPI_1204A | P-INSTRU | [2002.5, 170.0, 0.0] | 365C0 | PPI_1000A | 25.125 | instrument_to_final_element | medium
35-24 | 35FC5 | PPI_1204A | P-INSTRU | [2887.5, 175.0, 0.0] | 36607 | PPI_1000A | 25.598 | instrument_to_final_element | medium
35-24 | 35FC8 | PPI_1204A | P-INSTRU | [3520.0, 170.0, 0.0] | 36731 | PPI_1000A | 25.295 | instrument_to_final_element | medium
35-24 | 35FCB | PPI_1204A | P-INSTRU | [4007.5, 287.5, 0.0] | 367BC | PPI_1000A | 49.324 | instrument_to_final_element | medium
35-24 | 35FCE | PPI_1204A | P-INSTRU | [3975.0, 287.5, 0.0] | 367BC | PPI_1000A | 17.897 | instrument_to_final_element | medium
35-24 | 35FD1 | PPI_1204A | P-INSTRU | [3545.037084313363, 172.5, 0.0] | 36738 | PPI_1000A | 27.641 | instrument_to_final_element | medium
35-24 | 35FD4 | PPI_1204A | P-INSTRU | [3735.0, 175.0, 0.0] | 36771 | PPI_1000A | 25.928 | instrument_to_final_element | medium
35-24 | 35FD7 | PPI_1204A | P-INSTRU | [3142.537084313363, 262.5, 0.0] | 40F4A | PPI_1000A | 27.553 | instrument_to_final_element | medium
35-24 | 35FDD | PPI_1204A | P-INSTRU | [3495.098743227558, 170.0, 0.0] | 6A2A5 | PPI_1000A | 25.515 | instrument_to_final_element | medium
35-24 | 35FE0 | PPI_1204A | P-INSTRU | [3927.25, 90.0, 0.0] | 6D6D4 | PPI_1000A | 107.256 | instrument_to_final_element | low
35-24 | 35FE8 | PPI_1204A | P-INSTRU | [3307.162084169853, 90.0, 0.0] | 6029F | PPI_1000A | 107.17 | instrument_to_final_element | low
35-24 | 35FEA | PPI_1204A | P-INSTRU | [2070.061659129921, 170.0388438326552, 0.0] | 71683 | PPI_1000A | 25.327 | instrument_to_final_element | medium
35-24 | 35FED | PPI_1204A | P-INSTRU | [1647.5, 250.0, 0.0] | 365F2 | PPI_1000A | 14.577 | instrument_to_final_element | medium
35-24 | 35FF0 | PPI_1204A | P-INSTRU | [1635.0, 205.1776080560595, 0.0] | 365F2 | PPI_1000A | 32.707 | instrument_to_final_element | medium
35-24 | 35FF3 | PPI_1204A | P-INSTRU | [2025.0, 170.0, 0.0] | 365F8 | PPI_1000A | 25.125 | instrument_to_final_element | medium
35-24 | 35FF6 | PPI_1204A | P-INSTRU | [1980.0, 170.0, 0.0] | 365C3 | PPI_1000A | 25.125 | instrument_to_final_element | medium
35-24 | 36005 | PPI_1204A | P-INSTRU | [1947.5, 167.5, 0.0] | 36B91 | PPI_1000A | 26.369 | instrument_to_final_element | medium
35-24 | 36008 | PPI_1204A | P-INSTRU | [1765.0, 90.0, 0.0] | 60408 | PPI_1000A | 99.673 | instrument_to_final_element | low
35-24 | 36023 | PPI_1204A | P-INSTRU | [2754.979901312055, 90.0, 0.0] | 366CF | PPI_1000A | 90.327 | instrument_to_final_element | low
35-24 | 36025 | PPI_1204A | P-INSTRU | [2840.0, 175.0, 0.0] | 3847E | PPI_1000A | 29.628 | instrument_to_final_element | medium
35-24 | 3604F | PPI_1200A | P-INSTRU | [1786.128386978647, 90.0, 0.0] |  |  |  | measurement_only | low
35-24 | 36051 | PPI_1200A | P-INSTRU | [1795.728386978647, 90.0, 0.0] |  |  |  | measurement_only | low
35-24 | 36053 | PPI_1200A | P-INSTRU | [2783.421022142593, 90.0, 0.0] | 366CF | PPI_1000A | 71.604 | instrument_to_final_element | medium
35-24 | 36055 | PPI_1200A | P-INSTRU | [2773.821022142593, 90.0, 0.0] | 366CF | PPI_1000A | 77.263 | instrument_to_final_element | medium
35-24 | 36057 | PPI_1200A | P-INSTRU | [3378.536848116556, 90.0, 0.0] |  |  |  | measurement_only | low
35-24 | 36059 | PPI_1200A | P-INSTRU | [3388.136848116557, 90.0, 0.0] | 6A2A5 | PPI_1000A | 115.763 | instrument_to_final_element | low
35-24 | 3605B | PPI_1200A | P-INSTRU | [3855.888656092803, 90.0, 0.0] | 6D6D4 | PPI_1000A | 39.458 | instrument_to_final_element | medium
35-24 | 3605D | PPI_1200A | P-INSTRU | [3846.288656092803, 90.0, 0.0] | 6D6D4 | PPI_1000A | 31.56 | instrument_to_final_element | medium
35-24 | 3605F | PPI_1200A | P-INSTRU | [3896.672907551557, 90.0, 0.0] | 6D6D4 | PPI_1000A | 77.426 | instrument_to_final_element | medium
35-24 | 36061 | PPI_1200A | P-INSTRU | [3906.272907551557, 90.0, 0.0] | 6D6D4 | PPI_1000A | 86.735 | instrument_to_final_element | low
35-24 | 36063 | PPI_1200A | P-INSTRU | [3285.670465620852, 90.0, 0.0] | 6029F | PPI_1000A | 86.149 | instrument_to_final_element | low
35-24 | 36065 | PPI_1200A | P-INSTRU | [3276.070465620852, 90.0, 0.0] | 6029F | PPI_1000A | 76.844 | instrument_to_final_element | medium
35-24 | 3606B | PPI_1200A | P-INSTRU | [1743.608014079377, 90.0, 0.0] | 60408 | PPI_1000A | 78.703 | instrument_to_final_element | medium
35-24 | 3606D | PPI_1200A | P-INSTRU | [1734.008014079377, 90.0, 0.0] | 60408 | PPI_1000A | 69.376 | instrument_to_final_element | medium
35-24 | 36073 | PPI_1200A | P-INSTRU | [2723.588010337813, 90.0, 0.0] | 60370 | PPI_1000A | 84.754 | instrument_to_final_element | low
35-24 | 36075 | PPI_1200A | P-INSTRU | [2733.188010337813, 90.0, 0.0] | 60370 | PPI_1000A | 94.044 | instrument_to_final_element | low
35-24 | 36631 | PPI_1204A | P-INSTRU | [2622.5, 225.0388438326552, 0.0] | 36651 | PPI_1000A | 43.926 | instrument_to_final_element | medium
35-24 | 36634 | PPI_0100X | P-INSTRU | [2622.5, 251.5520366317501, 0.0] | 36651 | PPI_1000A | 19.517 | instrument_to_final_element | medium
35-24 | 36658 | PPI_1204A | P-INSTRU | [2605.061659129921, 285.0, 0.0] | 3665F | PPI_1000A | 29.851 | instrument_to_final_element | medium
35-24 | 366B5 | PPI_1204A | P-INSTRU | [2935.0, 175.0, 0.0] | 366AD | PPI_1000A | 25.031 | instrument_to_final_element | medium
35-24 | 38476 | PPI_1204A | P-INSTRPOS | [2865.0, 175.0, 0.0] | 3847E | PPI_1000A | 26.605 | instrument_to_final_element | medium
35-24 | 3877B | PPI_1200A | P-INSTRPOS | [4245.742172151524, 90.0, 0.0] |  |  |  | measurement_only | low
35-24 | 3877C | PPI_1204A | P-INSTRPOS | [4267.570204930169, 90.0, 0.0] |  |  |  | measurement_only | low
35-24 | 38788 | PPI_0100X | P-INSTRU | [4254.900471281974, 90.0, 0.0] |  |  |  | measurement_only | low
35-24 | 39859 | PPI_1204A | P-INSTRPOS | [3712.537084313363, 175.0, 0.0] | 3A636 | PPI_1000A | 25.121 | instrument_to_final_element | medium
35-24 | 3B825 | PPI_1205A | P-INSTRPOS | [752.5, 432.5, 0.0] |  |  |  | measurement_only | low
35-24 | 3B8A2 | PPI_1205A | P-INSTRPOS | [1805.0, 401.5002, 0.0] |  |  |  | measurement_only | low
35-24 | 3B8BB | PPI_1205A | P-INSTRPOS | [2785.0, 400.0, 0.0] |  |  |  | measurement_only | low
35-24 | 3EAD9 | PPI_1200A | P-INSTRPOS | [1848.155948280781, 90.0, 0.0] | 36B91 | PPI_1000A | 101.742 | instrument_to_final_element | low
35-24 | 3EADA | PPI_1200A | P-INSTRPOS | [1858.155548280782, 90.0, 0.0] | 36B91 | PPI_1000A | 93.485 | instrument_to_final_element | low
35-24 | 3EAE1 | PPI_1204A | P-INSTRU | [1880.0, 90.0, 0.0] | 36B91 | PPI_1000A | 76.903 | instrument_to_final_element | medium
35-24 | 3EAE2 | PPI_0100X | P-INSTRU | [1867.451204318661, 90.0, 0.0] | 36B91 | PPI_1000A | 86.143 | instrument_to_final_element | low
35-24 | 3F0BA | PPI_1204A | P-INSTRPOS | [672.5, 425.0, 0.0] |  |  |  | measurement_only | low
35-24 | 3F0BD | PPI_1204A | P-INSTRPOS | [672.5, 410.0, 0.0] |  |  |  | measurement_only | low
35-24 | 3F0C7 | PPI_1204A | P-INSTRPOS | [1730.0, 414.0002, 0.0] |  |  |  | measurement_only | low
35-24 | 3F0CE | PPI_1204A | P-INSTRPOS | [1730.0, 399.0002, 0.0] |  |  |  | measurement_only | low
35-24 | 3F0E2 | PPI_1204A | P-INSTRPOS | [2662.5, 400.0, 0.0] |  |  |  | measurement_only | low
35-24 | 3F0E7 | PPI_1204A | P-INSTRPOS | [2662.5, 415.0, 0.0] |  |  |  | measurement_only | low
35-24 | 3F0EE | PPI_1204A | P-INSTRPOS | [3250.037084313363, 337.5, 0.0] |  |  |  | measurement_only | low
35-24 | 3F0F3 | PPI_1204A | P-INSTRPOS | [3250.037084313363, 352.5, 0.0] |  |  |  | measurement_only | low
35-24 | 451F9 | PPI_1200A | P-INSTRPOS | [4235.742572151524, 90.0, 0.0] |  |  |  | measurement_only | low
35-24 | 45220 | PPI_1204A | P-INSTRPOS | [4457.640409860338, 90.0, 0.0] | 36930 | PPI_1000A | 110.645 | instrument_to_final_element | low
35-24 | 45223 | PPI_1200A | P-INSTRPOS | [4435.672145661872, 90.0, 0.0] | 36930 | PPI_1000A | 105.792 | instrument_to_final_element | low
35-24 | 45234 | PPI_1200A | P-INSTRPOS | [4425.672545661874, 90.0, 0.0] | 36930 | PPI_1000A | 105.041 | instrument_to_final_element | low
35-24 | 4523B | PPI_0100X | P-INSTRU | [4445.012068705586, 90.0, 0.0] | 36930 | PPI_1000A | 107.334 | instrument_to_final_element | low
35-24 | 46BFD | PPI_0102B | P-INSTRU | [4537.5, 252.5, 0.0] | 3693E | PPI_1000A | 73.12 | instrument_to_final_element | medium
35-24 | 48019 | PPI_1200A | P-INSTRU | [686.4564257283689, 100.0, 0.0] | 60627 | PPI_1000A | 82.234 | instrument_to_final_element | low
35-24 | 4801A | PPI_1200A | P-INSTRU | [738.814214572627, 100.0, 0.0] | 48063 | PPI_1000A | 104.269 | instrument_to_final_element | low
35-24 | 4801F | PPI_1200A | P-INSTRU | [748.4142145726271, 100.0, 0.0] | 48063 | PPI_1000A | 97.843 | instrument_to_final_element | low
35-24 | 48027 | PPI_1200A | P-INSTRU | [696.056425728369, 100.0, 0.0] | 60627 | PPI_1000A | 91.818 | instrument_to_final_element | low
35-24 | 48028 | PPI_1204A | P-INSTRU | [717.5, 100.0, 0.0] | 60627 | PPI_1000A | 113.235 | instrument_to_final_element | low
35-24 | 48029 | PPI_1204A | P-INSTRU | [770.0, 100.0, 0.0] | 48063 | PPI_1000A | 85.595 | instrument_to_final_element | low
35-24 | 48030 | PPI_0100X | P-INSTRU | [757.487581105401, 100.0, 0.0] | 48063 | PPI_1000A | 92.279 | instrument_to_final_element | low
35-24 | 48044 | PPI_0100X | P-INSTRU | [704.740424608186, 100.0, 0.0] | 60627 | PPI_1000A | 100.49 | instrument_to_final_element | low
35-24 | 480E0 | PPI_1204A | P-INSTRU | [810.0, 190.0, 0.0] | 48063 | PPI_1000A | 15.052 | instrument_to_final_element | medium
35-24 | 48108 | PPI_1204A | P-INSTRU | [552.5, 275.0, 0.0] | 480FA | PPI_1000A | 24.398 | instrument_to_final_element | medium
| 48109 | PPI_0100X | P-INSTRU | [707.8420054295607, 267.5, 0.0] |  |  |  | measurement_only | low
35-24 | 48167 | PPI_0100X | P-INSTRU | [582.5, 248.25, 0.0] | 6F920 | PPI_1000A | 12.77 | instrument_to_final_element | medium
35-24 | 48194 | PPI_1204A | P-INSTRPOS | [917.5, 200.0, 0.0] | 4823D | PPI_1000A | 25.28 | instrument_to_final_element | medium
35-24 | 48199 | PPI_1204A | P-INSTRU | [865.0, 200.0, 0.0] | 48233 | PPI_1000A | 25.402 | instrument_to_final_element | medium
35-24 | 481AD | PPI_1204A | P-INSTRPOS | [840.0, 200.0, 0.0] | 481B4 | PPI_1000A | 25.28 | instrument_to_final_element | medium
35-24 | 481F8 | PPI_1204A | P-INSTRU | [890.0, 200.0, 0.0] | 48239 | PPI_1000A | 25.125 | instrument_to_final_element | medium
35-24 | 48CEB | PPI_1200A | P-INSTRU | [1675.4, 90.0, 0.0] | 60408 | PPI_1000A | 19.466 | instrument_to_final_element | medium
35-24 | 48CF6 | PPI_1200A | P-INSTRU | [1685.0, 90.0, 0.0] | 60408 | PPI_1000A | 25.195 | instrument_to_final_element | medium
35-24 | 48CF7 | PPI_1204A | P-INSTRU | [1707.75, 90.0, 0.0] | 60408 | PPI_1000A | 44.464 | instrument_to_final_element | medium
35-24 | 48CFC | PPI_0100X | P-INSTRU | [1694.983653236419, 90.0, 0.0] | 60408 | PPI_1000A | 33.111 | instrument_to_final_element | medium
35-24 | 48D34 | PPI_1200A | P-INSTRU | [2663.75434871034, 90.0, 0.0] | 60370 | PPI_1000A | 31.384 | instrument_to_final_element | medium
35-24 | 48D3E | PPI_1200A | P-INSTRU | [2673.35434871034, 90.0, 0.0] | 60370 | PPI_1000A | 38.694 | instrument_to_final_element | medium
35-24 | 48D3F | PPI_1204A | P-INSTRU | [2694.979901312055, 90.0, 0.0] | 60370 | PPI_1000A | 57.675 | instrument_to_final_element | medium
35-24 | 48D44 | PPI_0100X | P-INSTRU | [2682.595506804108, 90.0, 0.0] | 60370 | PPI_1000A | 46.523 | instrument_to_final_element | medium
35-24 | 48D73 | PPI_1200A | P-INSTRU | [3233.368694453101, 90.0, 0.0] | 6029F | PPI_1000A | 37.308 | instrument_to_final_element | medium
35-24 | 48D74 | PPI_1204A | P-INSTRU | [3254.662084169853, 90.0, 0.0] | 6029F | PPI_1000A | 56.449 | instrument_to_final_element | medium
35-24 | 48D76 | PPI_0100X | P-INSTRU | [3242.41742213812, 90.0, 0.0] | 6029F | PPI_1000A | 45.207 | instrument_to_final_element | medium
35-24 | 48D90 | PPI_1200A | P-INSTRU | [3223.7686944531, 90.0, 0.0] | 6029F | PPI_1000A | 29.654 | instrument_to_final_element | medium
35-24 | 48DC1 | PPI_1200A | P-INSTRU | [4008.637941076126, 90.0, 0.0] |  |  |  | measurement_only | low
35-24 | 48DC2 | PPI_1200A | P-INSTRU | [3958.471604920648, 90.0, 0.0] |  |  |  | measurement_only | low
35-24 | 48DC3 | PPI_1204A | P-INSTRU | [4029.75, 90.0, 0.0] |  |  |  | measurement_only | low
35-24 | 48DC4 | PPI_1204A | P-INSTRU | [3979.75, 90.0, 0.0] |  |  |  | measurement_only | low
35-24 | 48DC5 | PPI_0100X | P-INSTRU | [3967.434538308451, 90.0, 0.0] |  |  |  | measurement_only | low
35-24 | 48DDB | PPI_0100X | P-INSTRU | [4017.530378146482, 90.0, 0.0] |  |  |  | measurement_only | low
35-24 | 48E06 | PPI_1200A | P-INSTRU | [3948.871604920648, 90.0, 0.0] |  |  |  | measurement_only | low
35-24 | 48E10 | PPI_1200A | P-INSTRU | [3999.037941076126, 90.0, 0.0] |  |  |  | measurement_only | low
35-24 | 52B80 | PPI_1204A | P-INSTRPOS | [3885.037084313363, 330.0, 0.0] | 367BC | PPI_1000A | 89.071 | instrument_to_final_element | low
35-24 | 52B82 | PPI_1204A | P-INSTRPOS | [3885.037084313363, 315.0, 0.0] | 367BC | PPI_1000A | 81.6 | instrument_to_final_element | low
35-24 | 550B1 | PPI_1204A | P-INSTRU | [2472.5, 262.4999999999999, 0.0] | 7E5E6 | PPI_1000A | 97.412 | instrument_to_final_element | low
35-24 | 550BF | PPI_0102B | P-INSTRU | [2457.5, 262.5, 0.0] | 7E5E6 | PPI_1000A | 112.257 | instrument_to_final_element | low
35-24 | 553DB | PPI_1205A | P-INSTRPOS | [1300.0, 432.5, 0.0] |  |  |  | measurement_only | low
35-24 | 553DC | PPI_1204A | P-INSTRPOS | [1237.5, 435.0, 0.0] |  |  |  | measurement_only | low
35-24 | 553DD | PPI_1204A | P-INSTRPOS | [1237.5, 420.0, 0.0] |  |  |  | measurement_only | low
35-24 | 55443 | PPI_1200A | P-INSTRU | [1227.65, 90.0, 0.0] | 604A0 | PPI_1000A | 87.542 | instrument_to_final_element | low
35-24 | 55444 | PPI_1200A | P-INSTRU | [1278.815419165834, 90.0, 0.0] | 7F711 | PPI_1000A | 102.717 | instrument_to_final_element | low
35-24 | 55448 | PPI_1200A | P-INSTRU | [1288.415419165834, 90.0, 0.0] | 7F711 | PPI_1000A | 96.413 | instrument_to_final_element | low
35-24 | 55449 | PPI_1200A | P-INSTRU | [1237.25, 90.0, 0.0] | 604A0 | PPI_1000A | 96.967 | instrument_to_final_element | low
35-24 | 5544A | PPI_1204A | P-INSTRU | [1260.0, 90.0, 0.0] | 5547B | PPI_1000A | 112.562 | instrument_to_final_element | low
35-24 | 5544B | PPI_1204A | P-INSTRU | [1310.0, 90.0, 0.0] | 7F711 | PPI_1000A | 84.534 | instrument_to_final_element | low
35-24 | 5544F | PPI_0100X | P-INSTRU | [1297.563613046745, 90.0, 0.0] | 7F711 | PPI_1000A | 90.943 | instrument_to_final_element | low
35-24 | 55463 | PPI_0100X | P-INSTRU | [1247.411969160517, 90.0, 0.0] | 604A0 | PPI_1000A | 106.978 | instrument_to_final_element | low
35-24 | 554D4 | PPI_1204A | P-INSTRU | [1315.0, 177.5, 0.0] | 5547B | PPI_1000A | 10.078 | instrument_to_final_element | medium
35-24 | 554E9 | PPI_1204A | P-INSTRU | [1087.5, 275.0, 0.0] | 554DD | PPI_1000A | 20.863 | instrument_to_final_element | medium
35-24 | 55559 | PPI_1204A | P-INSTRPOS | [1427.5, 190.0, 0.0] | 555DB | PPI_1000A | 25.244 | instrument_to_final_element | medium
35-24 | 5555E | PPI_1204A | P-INSTRU | [1402.5, 190.0, 0.0] | 555D4 | PPI_1000A | 25.402 | instrument_to_final_element | medium
35-24 | 5556B | PPI_1204A | P-INSTRPOS | [1452.5, 190.0, 0.0] | 5556D | PPI_1000A | 25.28 | instrument_to_final_element | medium
35-24 | 558E9 | PPI_1200A | P-INSTRPOS | [2437.5, 89.99999999999994, 0.0] |  |  |  | measurement_only | low
35-24 | 558EA | PPI_1204A | P-INSTRPOS | [2460.0, 89.99999999999994, 0.0] | 60375 | PPI_1000A | 108.601 | instrument_to_final_element | low
35-24 | 558EB | PPI_0100X | P-INSTRU | [2447.447821767207, 89.99999999999994, 0.0] |  |  |  | measurement_only | low
35-24 | 55913 | PPI_1200A | P-INSTRPOS | [2427.500400000003, 89.99999999999994, 0.0] |  |  |  | measurement_only | low
35-24 | 55920 | PPI_1200A | P-INSTRPOS | [2273.000483185029, 89.99999999999994, 0.0] | 75F3F | PPI_1000A | 94.056 | instrument_to_final_element | low
35-24 | 55923 | PPI_1204A | P-INSTRPOS | [2305.0, 89.99999999999994, 0.0] | 75F3F | PPI_1000A | 87.536 | instrument_to_final_element | low
35-24 | 55924 | PPI_1200A | P-INSTRPOS | [2283.000083185027, 89.99999999999994, 0.0] | 75F3F | PPI_1000A | 90.865 | instrument_to_final_element | low
35-24 | 55928 | PPI_0100X | P-INSTRU | [2292.36736785673, 89.99999999999994, 0.0] | 75F3F | PPI_1000A | 88.799 | instrument_to_final_element | low
35-24 | 5B4B9 | PPI_1204A | P-INSTRU | [5121.25, 247.5, 0.0] | 5B4BE | PPI_1000A | 12.981 | instrument_to_final_element | medium
35-24 | 5D386 | PPI_1200A | P-INSTRPOS | [5423.095409593961, 90.0, 0.0] |  |  |  | measurement_only | low
35-24 | 5D389 | PPI_1204A | P-INSTRPOS | [5455.0, 90.0, 0.0] |  |  |  | measurement_only | low
35-24 | 5D38A | PPI_1200A | P-INSTRPOS | [5433.095009593959, 90.0, 0.0] |  |  |  | measurement_only | low
35-24 | 5D38E | PPI_0100X | P-INSTRU | [5442.493814580771, 90.0, 0.0] |  |  |  | measurement_only | low
35-24 | 5D3FA | PPI_1200A | P-INSTRPOS | [5568.021820538923, 90.0, 0.0] |  |  |  | measurement_only | low
35-24 | 5D3FD | PPI_1204A | P-INSTRPOS | [5600.0, 90.0, 0.0] |  |  |  | measurement_only | low
35-24 | 5D3FE | PPI_1200A | P-INSTRPOS | [5578.02142053892, 90.0, 0.0] |  |  |  | measurement_only | low
35-24 | 5D402 | PPI_0100X | P-INSTRU | [5587.445470051262, 90.0, 0.0] |  |  |  | measurement_only | low
35-24 | 5D46E | PPI_1200A | P-INSTRPOS | [5650.670777475861, 90.0, 0.0] |  |  |  | measurement_only | low
35-24 | 5D471 | PPI_1204A | P-INSTRPOS | [5682.5, 90.0, 0.0] |  |  |  | measurement_only | low
35-24 | 5D472 | PPI_1200A | P-INSTRPOS | [5660.670377475858, 90.0, 0.0] |  |  |  | measurement_only | low
35-24 | 5D476 | PPI_0100X | P-INSTRU | [5670.016375361208, 90.0, 0.0] |  |  |  | measurement_only | low
35-24 | 5D614 | PPI_1200A | P-INSTRPOS | [5050.654826550863, 90.0, 0.0] |  |  |  | measurement_only | low
35-24 | 5D617 | PPI_1204A | P-INSTRPOS | [5082.5, 90.0, 0.0] |  |  |  | measurement_only | low
35-24 | 5D618 | PPI_1200A | P-INSTRPOS | [5060.65442655086, 90.0, 0.0] |  |  |  | measurement_only | low
35-24 | 5D61C | PPI_0100X | P-INSTRU | [5069.770221131791, 90.0, 0.0] |  |  |  | measurement_only | low
35-24 | 5D64B | PPI_1200A | P-INSTRPOS | [5123.038808986136, 90.0, 0.0] |  |  |  | measurement_only | low
35-24 | 5D64E | PPI_1204A | P-INSTRPOS | [5155.0, 90.0, 0.0] |  |  |  | measurement_only | low
35-24 | 5D64F | PPI_1200A | P-INSTRPOS | [5133.038408986134, 90.0, 0.0] |  |  |  | measurement_only | low
35-24 | 5D653 | PPI_0100X | P-INSTRU | [5142.408519219462, 90.0, 0.0] |  |  |  | measurement_only | low
35-24 | 5D736 | PPI_1200A | P-INSTRPOS | [4950.647635050304, 89.82509164189469, 0.0] |  |  |  | measurement_only | low
35-24 | 5D739 | PPI_1204A | P-INSTRPOS | [4982.570204930169, 89.82509164189469, 0.0] |  |  |  | measurement_only | low
35-24 | 5D73A | PPI_1200A | P-INSTRPOS | [4960.647235050301, 89.82509164189469, 0.0] |  |  |  | measurement_only | low
35-24 | 5D73E | PPI_0100X | P-INSTRU | [4970.003588849053, 89.82509164189469, 0.0] |  |  |  | measurement_only | low
35-24 | 5DA16 | PPI_1204A | P-INSTRPOS | [4930.0, 327.5, 0.0] | 5E665 | PPI_1000A | 72.812 | instrument_to_final_element | medium
35-24 | 5DA4B | PPI_1204A | P-INSTRPOS | [4855.0, 267.5, 0.0] |  |  |  | measurement_only | low
35-24 | 5DAF2 | PPI_1204A | P-INSTRPOS | [5532.5, 325.0, 0.0] | 62F21 | PPI_1000A | 76.199 | instrument_to_final_element | medium
35-24 | 5DBA5 | PPI_1204A | P-INSTRPOS | [5712.5, 315.0, 0.0] | 5DBAB | PPI_1000A | 23.352 | instrument_to_final_element | medium
35-24 | 5DC20 | PPI_1204A | P-INSTRPOS | [5375.0, 327.5, 0.0] | 73788 | PPI_1000A | 73.495 | instrument_to_final_element | medium
35-24 | 5DC2F | PPI_1204A | P-INSTRPOS | [5395.0, 342.5, 0.0] | 73788 | PPI_1000A | 49.26 | instrument_to_final_element | medium
35-24 | 5DC3B | PPI_1204A | P-INSTRPOS | [5375.0, 342.5, 0.0] | 73788 | PPI_1000A | 63.06 | instrument_to_final_element | medium
35-24 | 5E653 | PPI_1204A | P-INSTRPOS | [4920.0, 392.5, 0.0] | 5E665 | PPI_1000A | 31.647 | instrument_to_final_element | medium
35-24 | 5E728 | PPI_1204A | P-INSTRPOS | [4967.5, 452.5, 0.0] | 63F23 | PPI_1000A | 29.262 | instrument_to_final_element | medium
35-24 | 5E8B0 | PPI_1204A | P-INSTRPOS | [4990.0, 467.5, 0.0] | 5E8B6 | PPI_1000A | 22.361 | instrument_to_final_element | medium
35-24 | 5E92E | PPI_1204A | P-INSTRPOS | [5180.0, 317.5, 0.0] | 5DBB3 | PPI_1000A | 19.039 | instrument_to_final_element | medium
35-24 | 5F333 | PPI_1204A | P-INSTRPOS | [5067.5, 357.5, 0.0] | 63009 | PPI_1000A | 37.165 | instrument_to_final_element | medium
35-24 | 5F368 | PPI_1204A | P-INSTRPOS | [5097.5, 345.0, 0.0] | 63009 | PPI_1000A | 12.748 | instrument_to_final_element | medium
35-24 | 5FAA3 | PPI_1204A | P-INSTRPOS | [3425.0, 267.5, 0.0] | 690CE | PPI_1000A | 22.113 | instrument_to_final_element | medium
35-24 | 5FAD3 | PPI_1204A | P-INSTRPOS | [1885.0, 272.5, 0.0] | 628AD | PPI_1000A | 20.616 | instrument_to_final_element | medium
35-24 | 6013D | PPI_1204A | P-INSTRPOS | [3167.5, 192.5, 0.0] | 40F4A | PPI_1000A | 48.444 | instrument_to_final_element | medium
35-24 | 60269 | PPI_0100X | P-INSTRU | [3344.975917679642, 90.0, 0.0] |  |  |  | measurement_only | low
35-24 | 60280 | PPI_1204A | P-INSTRU | [3357.162084169853, 90.0, 0.0] |  |  |  | measurement_only | low
35-24 | 60281 | PPI_1200A | P-INSTRU | [3335.861864488034, 90.0, 0.0] |  |  |  | measurement_only | low
35-24 | 60282 | PPI_1200A | P-INSTRU | [3326.261864488033, 90.0, 0.0] |  |  |  | measurement_only | low
35-24 | 604F6 | PPI_1200A | P-INSTRU | [1171.380973993912, 90.0, 0.0] | 604A0 | PPI_1000A | 34.305 | instrument_to_final_element | medium
35-24 | 604F8 | PPI_1200A | P-INSTRU | [1180.980973993912, 90.0, 0.0] | 604A0 | PPI_1000A | 42.843 | instrument_to_final_element | medium
35-24 | 604F9 | PPI_1204A | P-INSTRU | [1202.5, 90.0, 0.0] | 604A0 | PPI_1000A | 63.1 | instrument_to_final_element | medium
35-24 | 604FC | PPI_0100X | P-INSTRU | [1190.043256035846, 90.0, 0.0] | 604A0 | PPI_1000A | 51.249 | instrument_to_final_element | medium
35-24 | 60560 | PPI_1200A | P-INSTRU | [628.7926797404717, 100.0, 0.0] | 60627 | PPI_1000A | 24.924 | instrument_to_final_element | medium
35-24 | 60562 | PPI_1200A | P-INSTRU | [638.3926797404717, 100.0, 0.0] | 60627 | PPI_1000A | 34.383 | instrument_to_final_element | medium
35-24 | 60563 | PPI_1204A | P-INSTRU | [660.0, 100.0, 0.0] | 60627 | PPI_1000A | 55.849 | instrument_to_final_element | medium
35-24 | 60566 | PPI_0100X | P-INSTRU | [647.5586866832721, 100.0, 0.0] | 60627 | PPI_1000A | 43.472 | instrument_to_final_element | medium
35-24 | 629BF | PPI_1204A | P-INSTRPOS | [2307.5, 189.9999999999999, 0.0] | 75F3F | PPI_1000A | 12.5 | instrument_to_final_element | medium
35-24 | 629C2 | PPI_0102B | P-INSTRU | [2212.5, 247.4999999999999, 0.0] | 75F22 | PPI_1000A | 32.5 | instrument_to_final_element | medium
35-24 | 62E08 | PPI_0102B | P-INSTRU | [4907.5, 412.5, 0.0] | 5E665 | PPI_1000A | 31.25 | instrument_to_final_element | medium
35-24 | 62E0C | PPI_0102B | P-INSTRU | [4845.0, 250.0, 0.0] |  |  |  | measurement_only | low
35-24 | 62E0E | PPI_0102B | P-INSTRU | [4945.0, 300.0, 0.0] | 5E665 | PPI_1000A | 104.021 | instrument_to_final_element | low
35-24 | 62EEB | PPI_1204A | P-INSTRPOS | [5462.5, 395.0, 0.0] | 62F21 | PPI_1000A | 23.585 | instrument_to_final_element | medium
35-24 | 62F11 | PPI_0102B | P-INSTRU | [5542.5, 312.5, 0.0] | 62F21 | PPI_1000A | 92.195 | instrument_to_final_element | low
35-24 | 63064 | PPI_0102B | P-INSTRU | [4007.5, 267.5, 0.0] | 367B5 | PPI_1000A | 46.504 | instrument_to_final_element | medium
35-24 | 63F17 | PPI_1204A | P-INSTRPOS | [4967.5, 437.5, 0.0] | 63F23 | PPI_1000A | 16.008 | instrument_to_final_element | medium
35-24 | 63FF0 | PPI_1204A | P-INSTRPOS | [5360.0, 267.5, 0.0] | 63FF7 | PPI_1000A | 12.562 | instrument_to_final_element | medium
35-24 | 64037 | PPI_1204A | P-INSTRPOS | [5455.0, 340.0, 0.0] | 654D8 | PPI_1000A | 10.308 | instrument_to_final_element | medium
35-24 | 64079 | PPI_1204A | P-INSTRPOS | [4925.0, 500.0, 0.0] | 64095 | PPI_1000A | 31.647 | instrument_to_final_element | medium
35-24 | 653FE | PPI_1204A | P-INSTRPOS | [4537.5, 275.0, 0.0] | 7E5F1 | PPI_1000A | 66.814 | instrument_to_final_element | medium
35-24 | 6D4B2 | PPI_1204A | P-INSTRPOS | [4347.5, 310.0, 0.0] | 6D4B9 | PPI_1000A | 55.347 | instrument_to_final_element | medium
35-24 | 6D4B5 | PPI_1204A | P-INSTRPOS | [4370.0, 287.5, 0.0] | 6D4B9 | PPI_1000A | 30.421 | instrument_to_final_element | medium
35-24 | 6D60C | PPI_1204A | P-INSTRPOS | [4362.640409860338, 90.0, 0.0] |  |  |  | measurement_only | low
35-24 | 6D60D | PPI_1200A | P-INSTRPOS | [4340.672145661871, 90.0, 0.0] |  |  |  | measurement_only | low
35-24 | 6D60F | PPI_1200A | P-INSTRPOS | [4330.672545661874, 90.0, 0.0] |  |  |  | measurement_only | low
35-24 | 6D610 | PPI_0100X | P-INSTRU | [4349.8982756599, 90.0, 0.0] |  |  |  | measurement_only | low
35-24 | 6D814 | PPI_1200A | P-INSTRPOS | [3175.0, 110.0, 0.0] | 6029F | PPI_1000A | 26.875 | instrument_to_final_element | medium
35-24 | 6D820 | PPI_1200A | P-INSTRPOS | [3105.0, 110.0, 0.0] | 602C2 | PPI_1000A | 26.991 | instrument_to_final_element | medium
35-24 | 6D829 | PPI_1200A | P-INSTRPOS | [3792.5, 110.0, 0.0] | 6D6D4 | PPI_1000A | 29.375 | instrument_to_final_element | medium
35-24 | 6D82F | PPI_1200A | P-INSTRPOS | [3722.5, 110.0, 0.0] | 6D6D5 | PPI_1000A | 26.991 | instrument_to_final_element | medium
35-24 | 6D835 | PPI_1200A | P-INSTRPOS | [2615.0, 117.5, 0.0] | 60370 | PPI_1000A | 27.336 | instrument_to_final_element | medium
35-24 | 6D83B | PPI_1200A | P-INSTRPOS | [2537.5, 117.5, 0.0] | 60375 | PPI_1000A | 26.991 | instrument_to_final_element | medium
35-24 | 6D844 | PPI_1200A | P-INSTRPOS | [1640.0, 112.5, 0.0] | 60408 | PPI_1000A | 27.336 | instrument_to_final_element | medium
35-24 | 6D84A | PPI_1200A | P-INSTRPOS | [1570.0, 112.5, 0.0] | 6040D | PPI_1000A | 26.991 | instrument_to_final_element | medium
35-24 | 6D850 | PPI_1200A | P-INSTRPOS | [1115.0, 112.5, 0.0] | 604A0 | PPI_1000A | 27.336 | instrument_to_final_element | medium
35-24 | 6D855 | PPI_1200A | P-INSTRPOS | [1045.0, 112.5, 0.0] | 604A5 | PPI_1000A | 26.991 | instrument_to_final_element | medium
35-24 | 6D85B | PPI_1200A | P-INSTRPOS | [577.5, 110.0, 0.0] | 60627 | PPI_1000A | 27.336 | instrument_to_final_element | medium
35-24 | 6D860 | PPI_1200A | P-INSTRPOS | [505.0, 110.0, 0.0] | 6060A | PPI_1000A | 26.991 | instrument_to_final_element | medium
35-24 | 6FE89 | PPI_1204A | P-INSTRPOS | [3692.5, 175.0, 0.0] | 6FE91 | PPI_1000A | 29.262 | instrument_to_final_element | medium
35-24 | 70417 | PPI_1204A | P-INSTRPOS | [3570.0, 172.5, 0.0] | 70B0A | PPI_1000A | 27.528 | instrument_to_final_element | medium
35-24 | 712B1 | PPI_1204A | P-INSTRPOS | [3885.0, 345.0, 0.0] | 367BC | PPI_1000A | 98.306 | instrument_to_final_element | low
35-24 | 712B2 | PPI_1204A | P-INSTRPOS | [3885.0, 360.0, 0.0] | 367BC | PPI_1000A | 108.807 | instrument_to_final_element | low
35-24 | 712E3 | PPI_1204A | P-INSTRPOS | [3300.0, 352.5, 0.0] |  |  |  | measurement_only | low
35-24 | 713A8 | PPI_1204A | P-INSTRPOS | [3417.5, 182.500002, 0.0] | 690CE | PPI_1000A | 81.223 | instrument_to_final_element | low
35-24 | 714AE | PPI_1204A | P-INSTRPOS | [1729.999998, 430.0, 0.0] |  |  |  | measurement_only | low
35-24 | 71520 | PPI_1204A | P-INSTRPOS | [1914.98794882115, 188.5796972156568, 0.0] | 36B91 | PPI_1000A | 47.447 | instrument_to_final_element | medium
35-24 | 71763 | PPI_1204A | P-INSTRPOS | [672.5, 440.0, 0.0] |  |  |  | measurement_only | low
35-24 | 71C0A | PPI_1204A | P-INSTRPOS | [2662.5, 430.0, 0.0] |  |  |  | measurement_only | low
35-24 | 72F15 | PPI_0102B | P-INSTRU | [2950.0, 135.0, 0.0] | 366AD | PPI_1000A | 20.349 | instrument_to_final_element | medium
35-24 | 731F5 | PPI_0102B | P-INSTRU | [4382.5, 310.0, 0.0] | 6D4B9 | PPI_1000A | 24.754 | instrument_to_final_element | medium
35-24 | 73240 | PPI_0102B | P-INSTRU | [5110.0, 357.5, 0.0] | 63009 | PPI_1000A | 29.155 | instrument_to_final_element | medium
35-24 | 73290 | PPI_0102B | P-INSTRU | [5405.0, 342.5, 0.0] | 73788 | PPI_1000A | 44.176 | instrument_to_final_element | medium
35-24 | 73292 | PPI_0102B | P-INSTRU | [5375.0, 317.5, 0.0] | 63FF7 | PPI_1000A | 64.578 | instrument_to_final_element | medium
| 73311 | PPI_0102B | P-INSTRU | [1235.0, 267.5, 0.0] | 5547B | PPI_1000A | 114.024 | instrument_to_final_element | low
35-24 | 73333 | PPI_0102B | P-INSTRU | [3670.0, 135.0, 0.0] | 6FE91 | PPI_1000A | 30.414 | instrument_to_final_element | medium
35-24 | 73335 | PPI_0102B | P-INSTRU | [3445.000000000001, 155.0, 0.0] | 6A2A5 | PPI_1000A | 46.098 | instrument_to_final_element | medium
| 73352 | PPI_0102B | P-INSTRU | [3799.047388647762, 270.0, 0.0] |  |  |  | measurement_only | low
35-24 | 73715 | PPI_1204A | P-INSTRPOS | [5782.5, 317.5, 0.0] | 5DBAB | PPI_1000A | 68.477 | instrument_to_final_element | medium
35-24 | 73717 | PPI_0102B | P-INSTRU | [5795.0, 317.5, 0.0] | 5DBAB | PPI_1000A | 80.244 | instrument_to_final_element | low
35-24 | 73746 | PPI_1204A | P-INSTRPOS | [5392.5, 372.5, 0.0] | 73788 | PPI_1000A | 32.811 | instrument_to_final_element | medium
35-24 | 7374C | PPI_0102B | P-INSTRU | [5405.0, 362.5, 0.0] | 73788 | PPI_1000A | 27.415 | instrument_to_final_element | medium
35-24 | 7375A | PPI_0102B | P-INSTRU | [5452.5, 377.5, 0.0] | 654D8 | PPI_1000A | 27.5 | instrument_to_final_element | medium
35-24 | 7377D | PPI_1204A | P-INSTRPOS | [5512.5, 347.5, 0.0] | 62F21 | PPI_1000A | 46.098 | instrument_to_final_element | medium
35-24 | 754FF | PPI_0102B | P-INSTRU | [3090.0, 115.0, 0.0] | 602C2 | PPI_1000A | 41.95 | instrument_to_final_element | medium
35-24 | 75501 | PPI_0102B | P-INSTRU | [3160.0, 115.0, 0.0] | 602C2 | PPI_1000A | 28.236 | instrument_to_final_element | medium
35-24 | 75505 | PPI_0102B | P-INSTRU | [2600.0, 122.5, 0.0] | 60375 | PPI_1000A | 35.713 | instrument_to_final_element | medium
35-24 | 75508 | PPI_0102B | P-INSTRU | [2522.5, 122.5, 0.0] | 60375 | PPI_1000A | 41.95 | instrument_to_final_element | medium
35-24 | 75511 | PPI_0102B | P-INSTRU | [1100.0, 117.5, 0.0] | 604A5 | PPI_1000A | 28.236 | instrument_to_final_element | medium
35-24 | 75514 | PPI_0102B | P-INSTRU | [1030.0, 117.5, 0.0] | 604A5 | PPI_1000A | 41.95 | instrument_to_final_element | medium
35-24 | 75517 | PPI_0102B | P-INSTRU | [1555.0, 117.5, 0.0] | 6040D | PPI_1000A | 41.95 | instrument_to_final_element | medium
35-24 | 7551A | PPI_0102B | P-INSTRU | [1625.0, 117.5, 0.0] | 6040D | PPI_1000A | 28.236 | instrument_to_final_element | medium
35-24 | 7551D | PPI_0102B | P-INSTRU | [562.5, 115.0, 0.0] | 6060A | PPI_1000A | 30.727 | instrument_to_final_element | medium
35-24 | 75520 | PPI_0102B | P-INSTRU | [490.0, 115.0, 0.0] | 6060A | PPI_1000A | 41.95 | instrument_to_final_element | medium
35-24 | 7553A | PPI_0102B | P-INSTRU | [3167.5, 222.5, 0.0] | 40F4A | PPI_1000A | 26.397 | instrument_to_final_element | medium
35-24 | 7554A | PPI_0102B | P-INSTRU | [3777.5, 115.0, 0.0] | 6D6D5 | PPI_1000A | 28.236 | instrument_to_final_element | medium
35-24 | 7554D | PPI_0102B | P-INSTRU | [3707.5, 115.0, 0.0] | 3A636 | PPI_1000A | 35.795 | instrument_to_final_element | medium
35-24 | 75D7E | PPI_1205A | P-INSTRPOS | [5049.9998, 462.5002, 0.0] | 5E8B6 | PPI_1000A | 42.72 | instrument_to_final_element | medium
35-24 | 75D84 | PPI_1205A | P-INSTRPOS | [5049.9998, 447.5002, 0.0] | 5E8B6 | PPI_1000A | 50 | instrument_to_final_element | medium
| 75E65 | PPI_0102B | P-INSTRU | [1132.5, 247.5, 0.0] | 692BF | PPI_1000A | 21.506 | instrument_to_final_element | medium
35-24 | 7694C | PPI_0102B | P-INSTRU | [3410.0, 200.0, 0.0] | 690CE | PPI_1000A | 62.841 | instrument_to_final_element | medium
35-24 | 769BC | PPI_0102B | P-INSTRU | [4952.5, 436.3955034264479, 0.0] | 63F23 | PPI_1000A | 27.475 | instrument_to_final_element | medium
35-24 | 769D3 | PPI_0102B | P-INSTRU | [5192.5, 297.5, 0.0] | 5DBB3 | PPI_1000A | 13.463 | instrument_to_final_element | medium
35-24 | 76AB1 | PPI_0102B | P-INSTRU | [1907.5, 217.5, 0.0] | 628AD | PPI_1000A | 65.622 | instrument_to_final_element | medium
| 775F3 | PPI_0102B | P-INSTRU | [147.5, 247.5, 0.0] | 776F3 | PPI_1000A | 17.002 | instrument_to_final_element | medium
35-24 | 775F9 | PPI_1204A | P-INSTRPOS | [320.0, 190.0, 0.0] | 77904 | PPI_1000A | 15.052 | instrument_to_final_element | medium
35-24 | 77607 | PPI_1204A | P-INSTRPOS | [105.0, 270.0, 0.0] | 776F7 | PPI_1000A | 20.502 | instrument_to_final_element | medium
| 77609 | PPI_0102B | P-INSTRU | [237.5, 270.0, 0.0] | 776F3 | PPI_1000A | 104.5 | instrument_to_final_element | low
35-24 | 7763C | PPI_1204A | P-INSTRPOS | [350.0, 200.0, 0.0] | 77900 | PPI_1000A | 25.28 | instrument_to_final_element | medium
35-24 | 778C4 | PPI_1204A | P-INSTRPOS | [375.0, 200.0, 0.0] | 778FC | PPI_1000A | 25.28 | instrument_to_final_element | medium
35-24 | 77A4A | PPI_1202A | P-INSTRPOS | [917.5, 210.22, 0.0] | 4823D | PPI_1000A | 35.419 | instrument_to_final_element | medium
35-24 | 77A4D | PPI_1202A | P-INSTRPOS | [890.0, 210.22, 0.0] | 48239 | PPI_1000A | 35.309 | instrument_to_final_element | medium
35-24 | 77A50 | PPI_1202A | P-INSTRPOS | [840.0, 210.2198, 0.0] | 481B4 | PPI_1000A | 35.419 | instrument_to_final_element | medium
35-24 | 77A53 | PPI_1202A | P-INSTRPOS | [1452.5, 200.2198, 0.0] | 5556D | PPI_1000A | 35.419 | instrument_to_final_element | medium
35-24 | 77A56 | PPI_1202A | P-INSTRPOS | [1427.5, 200.2198, 0.0] | 555DB | PPI_1000A | 35.393 | instrument_to_final_element | medium
35-24 | 77A59 | PPI_1202A | P-INSTRPOS | [2070.0, 180.2198, 0.0] | 71683 | PPI_1000A | 35.419 | instrument_to_final_element | medium
35-24 | 77A5F | PPI_1202A | P-INSTRPOS | [1980.0, 180.2198, 0.0] | 365C3 | PPI_1000A | 35.308 | instrument_to_final_element | medium
35-24 | 77A62 | PPI_1202A | P-INSTRPOS | [2025.0, 180.2198, 0.0] | 365F8 | PPI_1000A | 35.308 | instrument_to_final_element | medium
35-24 | 77A65 | PPI_1202A | P-INSTRPOS | [2865.0, 185.2198, 0.0] | 3847E | PPI_1000A | 36.376 | instrument_to_final_element | medium
35-24 | 77A68 | PPI_1202A | P-INSTRPOS | [2935.0, 185.2198, 0.0] | 366BB | PPI_1000A | 30.643 | instrument_to_final_element | medium
35-24 | 77A6B | PPI_1202A | P-INSTRPOS | [3570.0, 182.7198, 0.0] | 70B0A | PPI_1000A | 37.741 | instrument_to_final_element | medium
35-24 | 77A6E | PPI_1202A | P-INSTRPOS | [3545.0, 182.7198, 0.0] | 36738 | PPI_1000A | 37.82 | instrument_to_final_element | medium
35-24 | 79821 | PPI_1204A | P-INSTRPOS | [1630.0, 142.5, 0.0] | 6040D | PPI_1000A | 43.052 | instrument_to_final_element | medium
35-24 | 79824 | PPI_0102B | P-INSTRU | [1630.0, 132.5, 0.0] | 6040D | PPI_1000A | 37.464 | instrument_to_final_element | medium
35-24 | 7997E | PPI_1204A | P-INSTRPOS | [2860.0, 422.5, 0.0] |  |  |  | measurement_only | low
35-24 | 7997F | PPI_1202A | P-INSTRPOS | [2860.0, 432.7198, 0.0] |  |  |  | measurement_only | low
35-24 | 7998B | PPI_1204A | P-INSTRU | [2860.0, 400.0, 0.0] |  |  |  | measurement_only | low
35-24 | 7998C | PPI_1202A | P-INSTRPOS | [2860.0, 410.2198, 0.0] |  |  |  | measurement_only | low
35-24 | 799A5 | PPI_1204A | P-INSTRPOS | [3412.5, 422.5, 0.0] |  |  |  | measurement_only | low
35-24 | 799A6 | PPI_1202A | P-INSTRPOS | [3412.5, 432.7198, 0.0] |  |  |  | measurement_only | low
35-24 | 799AC | PPI_1204A | P-INSTRU | [3412.537084313363, 400.0, 0.0] |  |  |  | measurement_only | low
35-24 | 799AE | PPI_1202A | P-INSTRPOS | [3412.5, 410.2198, 0.0] |  |  |  | measurement_only | low
35-24 | 799B6 | PPI_1205A | P-INSTRPOS | [3360.037084313363, 410.0, 0.0] |  |  |  | measurement_only | low
35-24 | 799D2 | PPI_1204A | P-INSTRU | [1847.5, 400.0, 0.0] |  |  |  | measurement_only | low
35-24 | 799D3 | PPI_1204A | P-INSTRU | [1847.5, 422.5, 0.0] |  |  |  | measurement_only | low
35-24 | 799D5 | PPI_1202A | P-INSTRPOS | [1847.5, 432.7198, 0.0] |  |  |  | measurement_only | low
35-24 | 799D6 | PPI_1202A | P-INSTRPOS | [1847.5, 410.2198, 0.0] |  |  |  | measurement_only | low
35-24 | 799EB | PPI_1204A | P-INSTRPOS | [807.5, 415.0, 0.0] |  |  |  | measurement_only | low
35-24 | 799EC | PPI_1202A | P-INSTRPOS | [807.5, 425.22, 0.0] |  |  |  | measurement_only | low
35-24 | 799F2 | PPI_1204A | P-INSTRPOS | [807.5, 437.5, 0.0] |  |  |  | measurement_only | low
35-24 | 799F3 | PPI_1202A | P-INSTRPOS | [807.5, 447.7198, 0.0] |  |  |  | measurement_only | low
35-24 | 799F9 | PPI_1204A | P-INSTRU | [857.5, 437.5, 0.0] |  |  |  | measurement_only | low
35-24 | 799FA | PPI_1202A | P-INSTRPOS | [857.5, 447.72, 0.0] |  |  |  | measurement_only | low
35-24 | 79A0C | PPI_1204A | P-INSTRPOS | [1352.5, 437.5, 0.0] |  |  |  | measurement_only | low
35-24 | 79A0D | PPI_1202A | P-INSTRPOS | [1352.5, 447.7198, 0.0] |  |  |  | measurement_only | low
35-24 | 79A13 | PPI_1204A | P-INSTRPOS | [1352.5, 412.5, 0.0] |  |  |  | measurement_only | low
35-24 | 79A14 | PPI_1202A | P-INSTRPOS | [1352.5, 422.7198, 0.0] |  |  |  | measurement_only | low
35-24 | 7A2D0 | PPI_1204A | P-INSTRU | [2092.561659129921, 170.0388438326552, 0.0] | 365F5 | PPI_1000A | 25.087 | instrument_to_final_element | medium
35-24 | 7A2D1 | PPI_1202A | P-INSTRPOS | [2092.5, 180.2198, 0.0] | 365F5 | PPI_1000A | 35.252 | instrument_to_final_element | medium
35-24 | 7A343 | PPI_1204A | P-INSTRU | [2910.0, 175.0, 0.0] | 366AD | PPI_1000A | 36.25 | instrument_to_final_element | medium
35-24 | 7A357 | PPI_1202A | P-INSTRPOS | [2910.0, 185.2198, 0.0] | 366AD | PPI_1000A | 43.926 | instrument_to_final_element | medium
35-24 | 7A867 | PPI_1204A | P-INSTRPOS | [1560.0, 142.5, 0.0] | 6040D | PPI_1000A | 46 | instrument_to_final_element | medium
35-24 | 7A86A | PPI_0102B | P-INSTRU | [1560.0, 132.5, 0.0] | 6040D | PPI_1000A | 40.817 | instrument_to_final_element | medium
35-24 | 7A872 | PPI_1204A | P-INSTRU | [2047.5, 170.0, 0.0] | 714F3 | PPI_1000A | 25.125 | instrument_to_final_element | medium
35-24 | 7A874 | PPI_1202A | P-INSTRPOS | [2047.5, 180.2198, 0.0] | 714F3 | PPI_1000A | 35.308 | instrument_to_final_element | medium
35-24 | 7A8A3 | PPI_1204A | P-INSTRPOS | [2525.0, 147.5, 0.0] | 60375 | PPI_1000A | 48.027 | instrument_to_final_element | medium
35-24 | 7A8A6 | PPI_0102B | P-INSTRU | [2525.0, 137.5, 0.0] | 60375 | PPI_1000A | 43.089 | instrument_to_final_element | medium
35-24 | 7A8AE | PPI_1204A | P-INSTRPOS | [2602.5, 147.5, 0.0] | 60375 | PPI_1000A | 47.008 | instrument_to_final_element | medium
35-24 | 7A8B1 | PPI_0102B | P-INSTRU | [2602.5, 137.5, 0.0] | 60375 | PPI_1000A | 41.95 | instrument_to_final_element | medium
35-24 | 7A960 | PPI_1204A | P-INSTRPOS | [3595.0, 172.5, 0.0] | 7BFF6 | PPI_1000A | 27.613 | instrument_to_final_element | medium
35-24 | 7A961 | PPI_1202A | P-INSTRPOS | [3594.780002000001, 182.5, 0.0] | 7BFF6 | PPI_1000A | 37.569 | instrument_to_final_element | medium
35-24 | 7A997 | PPI_1204A | P-INSTRPOS | [3462.5, 400.0, 0.0] |  |  |  | measurement_only | low
35-24 | 7A998 | PPI_1202A | P-INSTRPOS | [3462.5, 410.2198, 0.0] |  |  |  | measurement_only | low
35-24 | 7C111 | PPI_1200A | P-INSTRPOS | [5812.223713753248, 90.0, 0.0] |  |  |  | measurement_only | low
35-24 | 7C112 | PPI_1204A | P-INSTRPOS | [5844.201893214326, 90.0, 0.0] |  |  |  | measurement_only | low
35-24 | 7C113 | PPI_1200A | P-INSTRPOS | [5822.223313753246, 90.0, 0.0] |  |  |  | measurement_only | low
35-24 | 7C114 | PPI_0100X | P-INSTRU | [5831.647363265587, 90.0, 0.0] |  |  |  | measurement_only | low
35-24 | 7C14A | PPI_1200A | P-INSTRPOS | [5890.323950849068, 90.0, 0.0] |  |  |  | measurement_only | low
35-24 | 7C14B | PPI_1204A | P-INSTRPOS | [5922.302130310145, 90.0, 0.0] |  |  |  | measurement_only | low
35-24 | 7C14C | PPI_1200A | P-INSTRPOS | [5900.323550849065, 90.0, 0.0] |  |  |  | measurement_only | low
35-24 | 7C14D | PPI_0100X | P-INSTRU | [5909.747600361407, 90.0, 0.0] |  |  |  | measurement_only | low
35-24 | 7D73A | PPI_1204A | P-INSTRPOS | [4822.5, 517.5, 0.0] |  |  |  | measurement_only | low
35-24 | 7D748 | PPI_1205A | P-INSTRPOS | [5050.0, 432.5, 0.0] | 5E8B6 | PPI_1000A | 60.208 | instrument_to_final_element | medium
35-24 | 7D75A | PPI_1202A | P-INSTRPOS | [3712.5, 185.2198, 0.0] | 3A636 | PPI_1000A | 35.308 | instrument_to_final_element | medium
35-24 | 7D763 | PPI_1204A | P-INSTRPOS | [3885.037084313363, 407.5, 0.0] |  |  |  | measurement_only | low
35-24 | 7D767 | PPI_1202A | P-INSTRPOS | [3885.0, 417.7198, 0.0] |  |  |  | measurement_only | low
35-24 | 7D76E | PPI_1205A | P-INSTRPOS | [3845.0, 407.5, 0.0] |  |  |  | measurement_only | low
35-24 | 7D77F | PPI_1204A | P-INSTRU | [1897.5, 422.5, 0.0] |  |  |  | measurement_only | low
35-24 | 7D780 | PPI_1202A | P-INSTRPOS | [1897.5, 432.7198, 0.0] |  |  |  | measurement_only | low
35-24 | 7D788 | PPI_1204A | P-INSTRU | [1940.061659129921, 422.5388438326552, 0.0] |  |  |  | measurement_only | low
35-24 | 7D789 | PPI_1202A | P-INSTRPOS | [1940.0, 432.7198, 0.0] |  |  |  | measurement_only | low
35-24 | 7D78C | PPI_1204A | P-INSTRU | [1897.561659129921, 400.0388438326552, 0.0] |  |  |  | measurement_only | low
35-24 | 7D78D | PPI_1202A | P-INSTRPOS | [1897.5, 410.2198, 0.0] |  |  |  | measurement_only | low
35-24 | 7DFE9 | PPI_1204A | P-INSTRPOS | [482.5, 272.5, 0.0] | 7E5BE | PPI_1000A | 35.816 | instrument_to_final_element | medium
35-24 | 7E040 | PPI_1204A | P-INSTRPOS | [1025.0, 272.5, 0.0] | 7E5C1 | PPI_1000A | 35.816 | instrument_to_final_element | medium
35-24 | 7E07C | PPI_1204A | P-INSTRPOS | [2197.5, 272.5, 0.0] | 75F22 | PPI_1000A | 27.951 | instrument_to_final_element | medium
35-24 | 7E264 | PPI_1204A | P-INSTRPOS | [2565.0, 265.0, 0.0] | 7E5E6 | PPI_1000A | 17.897 | instrument_to_final_element | medium
35-24 | 7E27A | PPI_1204A | P-INSTRPOS | [3085.0, 245.0, 0.0] | 5F09F | PPI_1000A | 24.142 | instrument_to_final_element | medium
35-24 | 7E320 | PPI_1204A | P-INSTRPOS | [1605.0, 252.5, 0.0] | 365EE | PPI_1000A | 23.523 | instrument_to_final_element | medium
35-24 | 7E355 | PPI_1204A | P-INSTRPOS | [4057.5, 280.0, 0.0] | 7E5EE | PPI_1000A | 51.796 | instrument_to_final_element | medium
35-24 | 7E38B | PPI_1204A | P-INSTRPOS | [4567.5, 280.0, 0.0] | 7E5F1 | PPI_1000A | 36.933 | instrument_to_final_element | medium
35-24 | 7E40A | PPI_1204A | P-INSTRPOS | [5242.5, 300.0, 0.0] | 7E5F6 | PPI_1000A | 22.81 | instrument_to_final_element | medium
| 7E4E5 | PPI_0101B | P-INSTRU | [6086.0, 327.5, 0.0] |  |  |  | measurement_only | low
35-24 | 7E8BD | PPI_1200A | P-INSTRU | [223.7926797404717, 90.0, 0.0] |  |  |  | measurement_only | low
35-24 | 7E8BE | PPI_1200A | P-INSTRU | [233.3926797404717, 90.0, 0.0] |  |  |  | measurement_only | low
35-24 | 7E8BF | PPI_1204A | P-INSTRU | [255.0, 90.0, 0.0] | 77904 | PPI_1000A | 107.769 | instrument_to_final_element | low
35-24 | 7E8C0 | PPI_0100X | P-INSTRU | [242.5586866832721, 90.0, 0.0] | 77904 | PPI_1000A | 115.833 | instrument_to_final_element | low
35-24 | 7E8E9 | PPI_1200A | P-INSTRU | [161.2926797404717, 90.0, 0.0] |  |  |  | measurement_only | low
35-24 | 7E8EA | PPI_1200A | P-INSTRU | [170.8926797404717, 90.0, 0.0] |  |  |  | measurement_only | low
35-24 | 7E8EB | PPI_1204A | P-INSTRU | [192.5, 90.0, 0.0] |  |  |  | measurement_only | low
35-24 | 7E8EC | PPI_0100X | P-INSTRU | [180.0586866832721, 90.0, 0.0] |  |  |  | measurement_only | low
35-24 | 7ECB8 | PPI_1204A | P-INSTRPOS | [67.49999999999999, 272.5, 0.0] | 776F7 | PPI_1000A | 26.011 | instrument_to_final_element | medium
35-24 | 7ED7D | PPI_1204A | P-INSTRPOS | [2785.0, 417.5, 0.0] |  |  |  | measurement_only | low
35-24 | 7ED7E | PPI_1202A | P-INSTRPOS | [2785.0, 427.7198, 0.0] |  |  |  | measurement_only | low
35-24 | 7EFB3 | PPI_1205A | P-INSTRPOS | [210.0, 437.5, 0.0] |  |  |  | measurement_only | low
35-24 | 7F038 | PPI_1204A | P-INSTRPOS | [139.3455908573574, 427.4998, 0.0] |  |  |  | measurement_only | low
35-24 | 7F039 | PPI_1204A | P-INSTRPOS | [139.3455908573574, 412.4998, 0.0] |  |  |  | measurement_only | low
35-24 | 7F03E | PPI_1204A | P-INSTRPOS | [139.3455908573574, 442.4998, 0.0] |  |  |  | measurement_only | low
35-24 | 7F230 | PPI_1204A | P-INSTRPOS | [4545.0, 517.5, 0.0] |  |  |  | measurement_only | low
35-24 | 7F237 | PPI_1204A | P-INSTRPOS | [4545.0, 502.5, 0.0] |  |  |  | measurement_only | low
35-24 | 7F23C | PPI_1204A | P-INSTRPOS | [5550.0, 517.5, 0.0] |  |  |  | measurement_only | low
35-24 | 7F241 | PPI_1204A | P-INSTRPOS | [5550.0, 502.5, 0.0] |  |  |  | measurement_only | low
35-24 | 7F2B6 | PPI_1204A | P-INSTRPOS | [1237.5, 450.0, 0.0] |  |  |  | measurement_only | low
35-24 | 7F2FA | PPI_1204A | P-INSTRPOS | [672.5, 455.0, 0.0] |  |  |  | measurement_only | low
35-24 | 7F31B | PPI_1204A | P-INSTRPOS | [140.0, 457.5, 0.0] |  |  |  | measurement_only | low
35-24 | 7F710 | PPI_1204A | P-INSTRPOS | [1352.5, 190.0, 0.0] | 7F711 | PPI_1000A | 25.244 | instrument_to_final_element | medium
35-24 | 7F714 | PPI_1202A | P-INSTRPOS | [1352.5, 200.2198, 0.0] | 7F711 | PPI_1000A | 35.393 | instrument_to_final_element | medium
35-24 | 7F723 | PPI_1204A | P-INSTRPOS | [1377.5, 190.0, 0.0] | 7F724 | PPI_1000A | 25.244 | instrument_to_final_element | medium
35-24 | 7F727 | PPI_1202A | P-INSTRPOS | [1377.5, 200.2198, 0.0] | 7F724 | PPI_1000A | 35.393 | instrument_to_final_element | medium
35-24 | 7FF9A | PPI_1200A | P-INSTRPOS | [2355.0, 90.0, 0.0] | 75F3F | PPI_1000A | 99.562 | instrument_to_final_element | low
35-24 | 7FF9C | PPI_1200A | P-INSTRPOS | [2345.0, 90.0, 0.0] | 75F3F | PPI_1000A | 95.197 | instrument_to_final_element | low
35-24 | 7FF9E | PPI_1204A | P-INSTRPOS | [2377.5, 90.0, 0.0] | 75F42 | PPI_1000A | 109.915 | instrument_to_final_element | low
35-24 | 7FFA0 | PPI_0101B | P-INSTRU | [2364.34547623103, 90.0, 0.0] | 75F3F | PPI_1000A | 104.344 | instrument_to_final_element | low
35-24 | 801A0 | PPI_0102B | P-INSTRU | [1705.0, 287.5, 0.0] | 80200 | PPI_1000A | 18.028 | instrument_to_final_element | medium
35-24 | 801A2 | PPI_1204A | P-INSTRPOS | [1715.0, 302.5, 0.0] | 80200 | PPI_1000A | 25.495 | instrument_to_final_element | medium

## control_loop_summaries
loop_area | instrument_count | linked_control_valve_count | instrument_handles | control_valve_handles | confidence
UNKNOWN | 10 | 6 | 2D4A6; 2FCE7; 30670; 48109; 73311; 73352; 75E65; 775F3; 77609; 7E4E5 | 366CF; 5547B; 690CE; 692BF; 776F3; 80200 | low
35-24 | 392 | 85 | 2D5F7; 2F5AB; 2F5D3; 2FF2E; 30266; 3036F; 352C3; 35632; 35848; 3597C; 35A85; 35BC4; 35F95; 35F97; 35F99; 35F9B; 35FA1; 35FB6; 35FB8; 35FC2; 35FC5; 35FC8; 35FCB; 35FCE; 35FD1; 35FD4; 35FD7; 35FDD; 35FE0; 35FE8 | 365C0; 365C3; 365EE; 365F2; 365F5; 365F8; 36607; 36651; 3665F; 366AD; 366BB; 366CF; 36731; 36738; 36771; 367B5; 367BC; 36930; 3693E; 36B91; 3847E; 3A636; 40F4A; 48063; 480FA; 481B4; 48233; 48239; 4823D; 5547B; 554DD; 5556D; 555D4; 555DB; 5B4BE; 5DBAB; 5DBB3; 5E665; 5E8B6; 5F09F; 6029F; 602C2; 60370; 60375; 60408; 6040D; 604A0; 604A5; 6060A; 60627; 628AD; 62F21; 63009; 63F23; 63FF7; 64095; 654D8; 690CE; 6A2A5; 6D4B9; 6D6D4; 6D6D5; 6F920; 6FE91; 70B0A; 714F3; 71683; 73788; 75F22; 75F3F; 75F42; 776F7; 778FC; 77900; 77904; 7BFF6; 7E5BE; 7E5C1; 7E5E6; 7E5EE; 7E5F1; 7E5F6; 7F711; 7F724; 80200 | medium

## revisions
block_name | handle | layer | position | revision_mark | date | author | change | attributes_json
P7A1372 | 804DF | P-REVISIONS | [3925.0, 242.5, 0.0] |  |  |  |  | {"A": "10"}
P7A1369 | 80523 | P-REVISIONS | [4860.0, 295.0, 0.0] |  |  |  |  | {"A": "10"}
P7A1369 | 80536 | P-REVISIONS | [3150.0, 217.5, 0.0] |  |  |  |  | {"A": "10"}
P7A1372 | 80736 | P-REVISIONS | [5837.5, 55.0, 0.0] |  |  |  |  | {"A": "10"}
P7A1372 | 80755 | P-REVISIONS | [312.5, 272.5, 0.0] |  |  |  |  | {"A": "10"}
P7A1372 | 8075B | P-REVISIONS | [280.0, 212.5, 0.0] |  |  |  |  | {"A": "10"}
P7A1369 | 8077C | P-REVISIONS | [370.0, 87.5, 0.0] |  |  |  |  | {"A": "10"}
P7A1369 | 807A0 | P-REVISIONS | [650.0, 232.5, 0.0] |  |  |  |  | {"A": "10"}
P7A1369 | 807B3 | P-REVISIONS | [672.5, 87.5, 0.0] |  |  |  |  | {"A": "10"}
P7A1369 | 807CC | P-REVISIONS | [5167.5, 312.5, 0.0] |  |  |  |  | {"A": "10"}
P7A1372 | 807D6 | P-REVISIONS | [2492.5, 102.5, 0.0] |  |  |  |  | {"A": "10"}
P7A1369 | 807E0 | P-REVISIONS | [5135.0, 362.5, 0.0] |  |  |  |  | {"A": "10"}
P7A1372 | 807EC | P-REVISIONS | [682.5, 315.0, 0.0] |  |  |  |  | {"A": "10"}
P7A1372 | 807F6 | P-REVISIONS | [1085.0, 245.0, 0.0] |  |  |  |  | {"A": "10"}
P7A1369 | 80800 | P-REVISIONS | [1297.5, 222.5, 0.0] |  |  |  |  | {"A": "10"}
P7A1372 | 8080A | P-REVISIONS | [4525.0, 410.0, 0.0] |  |  |  |  | {"A": "10"}
P7A1372 | 80814 | P-REVISIONS | [2382.5, 277.5, 0.0] |  |  |  |  | {"A": "10"}
P7A1372 | 8081E | P-REVISIONS | [2345.0, 262.5, 0.0] |  |  |  |  | {"A": "10"}
P7A1369 | 80828 | P-REVISIONS | [762.5, 227.5, 0.0] |  |  |  |  | {"A": "10"}
P7A1369 | 80832 | P-REVISIONS | [3827.5, 272.5, 0.0] |  |  |  |  | {"A": "10"}
P7A1372 | 8083C | P-REVISIONS | [3057.5, 97.5, 0.0] |  |  |  |  | {"A": "10"}
P7A1369 | 80846 | P-REVISIONS | [3992.5, 77.5, 0.0] |  |  |  |  | {"A": "10"}
P7A1372 | 80852 | P-REVISIONS | [4307.5, 217.5, 0.0] |  |  |  |  | {"A": "10"}
P7A1372 | 8085C | P-REVISIONS | [3260.0, 235.0, 0.0] |  |  |  |  | {"A": "10"}
P7A1372 | 80866 | P-REVISIONS | [1185.0, 242.5, 0.0] |  |  |  |  | {"A": "10"}
P7A1369 | 80872 | P-REVISIONS | [1720.0, 77.5, 0.0] |  |  |  |  | {"A": "10"}
P7A1372 | 8087C | P-REVISIONS | [1550.0, 247.5, 0.0] |  |  |  |  | {"A": "10"}
P7A1369 | 80886 | P-REVISIONS | [3832.5, 97.5, 0.0] |  |  |  |  | {"A": "10"}
P7A1369 | 80890 | P-REVISIONS | [4945.0, 405.0, 0.0] |  |  |  |  | {"A": "10"}
P7A1372 | 8089A | P-REVISIONS | [1557.5, 95.0, 0.0] |  |  |  |  | {"A": "10"}
P7A1369 | 808A4 | P-REVISIONS | [1680.0, 245.0, 0.0] |  |  |  |  | {"A": "10"}
P7A1369 | 808AE | P-REVISIONS | [5295.0, 307.5, 0.0] |  |  |  |  | {"A": "10"}
P7A1372 | 808B8 | P-REVISIONS | [2347.5, 280.0, 0.0] |  |  |  |  | {"A": "10"}
P7A1369 | 808C4 | P-REVISIONS | [2347.5, 72.5, 0.0] |  |  |  |  | {"A": "10"}
P7A1369 | 808CE | P-REVISIONS | [730.0, 87.5, 0.0] |  |  |  |  | {"A": "10"}
P7A1372 | 808D8 | P-REVISIONS | [4742.5, 245.0, 0.0] |  |  |  |  | {"A": "10"}
P7A1372 | 808E2 | P-REVISIONS | [2260.0, 77.5, 0.0] |  |  |  |  | {"A": "10"}
P7A1372 | 808EC | P-REVISIONS | [2925.0, 75.0, 0.0] |  |  |  |  | {"A": "10"}
P7A1369 | 808F6 | P-REVISIONS | [4025.0, 217.5, 0.0] |  |  |  |  | {"A": "10"}
P7A1369 | 80900 | P-REVISIONS | [5617.5, 307.5, 0.0] |  |  |  |  | {"A": "10"}
P7A1369 | 8090C | P-REVISIONS | [4580.0, 197.5, 0.0] |  |  |  |  | {"A": "10"}
P7A1372 | 80916 | P-REVISIONS | [1595.0, 110.0, 0.0] |  |  |  |  | {"A": "10"}
P7A1369 | 80920 | P-REVISIONS | [3420.0, 80.0, 0.0] |  |  |  |  | {"A": "10"}
P7A1372 | 8092A | P-REVISIONS | [3802.5, 260.0, 0.0] |  |  |  |  | {"A": "10"}
P7A1369 | 80934 | P-REVISIONS | [4040.0, 77.5, 0.0] |  |  |  |  | {"A": "10"}
P7A1372 | 8093E | P-REVISIONS | [2567.5, 112.5, 0.0] |  |  |  |  | {"A": "10"}
P7A1372 | 80948 | P-REVISIONS | [1705.0, 222.5, 0.0] |  |  |  |  | {"A": "10"}
P7A1369 | 80954 | P-REVISIONS | [4115.0, 285.0, 0.0] |  |  |  |  | {"A": "10"}
P7A1372 | 8095E | P-REVISIONS | [2382.5, 220.0, 0.0] |  |  |  |  | {"A": "10"}
P7A1369 | 80968 | P-REVISIONS | [1695.0, 260.0, 0.0] |  |  |  |  | {"A": "10"}
P7A1369 | 80972 | P-REVISIONS | [4327.5, 242.5, 0.0] |  |  |  |  | {"A": "10"}
P7A1369 | 8097E | P-REVISIONS | [4355.0, 222.5, 0.0] |  |  |  |  | {"A": "10"}
P7A1369 | 80988 | P-REVISIONS | [4992.5, 77.5, 0.0] |  |  |  |  | {"A": "10"}
P7A1369 | 809A2 | P-REVISIONS | [5055.0, 292.5, 0.0] |  |  |  |  | {"A": "10"}
P7A1369 | 809AC | P-REVISIONS | [3930.0, 257.5, 0.0] |  |  |  |  | {"A": "10"}
P7A1369 | 809B6 | P-REVISIONS | [4580.0, 222.5, 0.0] |  |  |  |  | {"A": "10"}
P7A1372 | 809E6 | P-REVISIONS | [4847.5, 470.0, 0.0] |  |  |  |  | {"A": "10"}
P7A1372 | 809EC | P-REVISIONS | [4907.5, 470.0, 0.0] |  |  |  |  | {"A": "10"}
P7A1369 | 809F2 | P-REVISIONS | [4970.0, 470.0, 0.0] |  |  |  |  | {"A": "10"}
P7A1372 | 80BEB | P-REVISIONS | [307.5, 107.5, 0.0] |  |  |  |  | {"A": "10"}

## title_block
block_name | handle | layer | position | INF14 | INF1 | INF2 | INF3 | INF4 | INF5 | INF6 | PROJECT1 | PROJECT2 | PROJECT3 | DRAWINGID | SHEET | ARKKI | LYH | TITLE1 | CAD | MRK | PVM | MUU | TAR | MUUTOS | MRK2 | PVM2 | MUU2 | TAR2 | MUUTOS2 | TUNNUS | SRVAS | SROIK
FMS_T70_E | 749D8 | T-A-SHEET | [6496.0, 79.0, 0.0] | 10 | 04.03.2022 | JLep | 04.03.2022 | SStr | 04.03.2022 | HSoi
VALMET_R_OTS | 749E3 | T-A-SHEET | [6496.0, 5.0, 0.0] | [7 empty] | Shotton Mill Ltd | Shotton Paper Mill, United Kingdom | Shotton PM3 | STOD206339.10 | 1/1 | A1 | SHOTTONPM3 | Broke System | AutoCAD
CTV_M_E1 | 74AC9 | P-A-SHEET | [6496.0, 589.0000000000001, 0.0] | [16 empty] | 00 | 04.03.2022 | JLep | SStr | Preliminary | 01 | 29.04.2022 | JLep | SStr | Certified
P7A1011 | 7A861 | P-SYMB | [1645.0, 140.0, 0.0] | [26 empty] | PI
P7A1011 | 7A86C | P-SYMB | [1575.0, 140.0, 0.0] | [26 empty] | PI
P7A1011 | 7A8A8 | P-SYMB | [2540.0, 145.0, 0.0] | [26 empty] | PI
P7A1011 | 7A8B3 | P-SYMB | [2617.5, 145.0, 0.0] | [26 empty] | PI
CTV_M_F2 | 7A903 | P-A-SHEET | [6496.0, 574.0000000000001, 0.0] | [16 empty] | 02 | 15.06.2022 | JLep | SStr | Updated
CTV_M_F2 | 7C32E | P-A-SHEET | [6496.0, 569.0000000000001, 0.0] | [16 empty] | 03 | 19.08.2022 | JLin | SStr | Updated
CTV_M_F2 | 7DB14 | P-A-SHEET | [6496.0, 564.0000000000001, 0.0] | [16 empty] | 04 | 05.10.2022 | JLin | SStr | Updated
PI3117 | 7E47F | P-OTHER | [6208.5, 274.0, 0.0] | [27 empty] | V | C
CTV_M_F2 | 7F494 | P-A-SHEET | [6496.0, 559.0000000000001, 0.0] | [16 empty] | 05 | 09.12.2022 | JLin | SStr | Updated
CTV_M_F2 | 8001C | P-A-SHEET | [6496.0, 554.0000000000001, 0.0] | [16 empty] | 06 | 20.01.2023 | JLin | SStr | Updated
CTV_M_F2 | 80244 | P-A-SHEET | [6496.0, 549.0000000000001, 0.0] | [16 empty] | 07 | 31.03.2023 | JLin | SStr | Updated
CTV_M_F2 | 80406 | P-A-SHEET | [6496.0, 544.0000000000001, 0.0] | [16 empty] | 08 | 21.06.2023 | JLin | SStr | Updated
CTV_M_F2 | 8047A | P-A-SHEET | [6496.0, 539.0000000000001, 0.0] | [16 empty] | 09 | 30.08.2023 | JLin | SStr | Updated
CTV_M_F2 | 80F06 | P-A-SHEET | [6496.0, 534.0000000000001, 0.0] | [16 empty] | 10 | 22.12.2023 | JLin | SStr | Updated

## linetypes
name | description | length
BYBLOCK
BYLAYER
CONTINUOUS | Solid line
DASHED | __ __ __ __ __ __ __ __ __ __ __ __ __ __ __
DASHDOT | Dash dot __ . __ . __ . __ . __ . __ . __ . __
PKV | __ . __ . __ . __
DASHEDX2 | Dashed (2x) ____ ____ ____ ____ ____ ___
8001.Solid | Solid
8004.Chained | Chained
8011.Solid-Medium | Solid-Medium
DOT | . . . . . . . . . . . . . . . . . . . . . . . .
HIDDEN | __ __ __ __ __ __ __ __ __ __ __ __ __ __ __ __
CENTER | ____ _ ____ _ ____ _ ____ _ ____ _ ____ _ ____

## text_styles
name | font | bigfont | height | width | oblique
STANDARD | ARIALN.TTF |  | 0 | 1 | 0
ROMANS | ARIALN.TTF |  | 0 | 1 | 0
ISOCP | ARIALN.TTF |  | 0 | 1 | 0
Arial | ARIALN.TTF |  | 0 | 1 | 0
ARIALN | ARIALN.TTF |  | 0 | 1 | 0
f0890111901 | ARIALN.TTF |  | 0 | 1 | 0
AUDIT_D_220106164814-0 | ARIALN.TTF |  | 0 | 1 | 0
CTS_REV | isocp.shx |  | 0 | 1 | 0
ISO | ISO.shx |  | 0 | 1 | 0

## dim_styles
name | dimtxt | dimscale | dimasz | dimexe
ISO-25 | 2.5 | 1 | 2.5 | 1.25
STANDARD | 2.5 | 1 | 2.5 | 1.25

## appids
name
ACAD
FOCUSPI_1_3
FOCUSPI
FOCUSPI_1_1_RAIMO_TAMMERO
AVE_RENDER
AVE_MATERIAL
RAK
CTS_INFO
PCAD_MLINES
PCAD_SYM_BH
ADE
PCAD-TAKY-INFO
PCAD-POS-INFO
PCAD_VISIBILITY
CTS-SMBNIMI
PCAD_HATCH
PCAD-SPELLING
PCAD_1
PCAD-POS-HEIGHT
PCAD-ELPOS-INFO
PCAD_B
PCAD_INSTR_LINEB
CTS-ACTUATOR
PCAD_A
PCAD_HLIGHT
PI-LNKREF
PCAD-POS-INFO_
PCAD-ELPOS-INFO_
PCAD_RUBBISH
CTS_IS_INFO
PCAD_BRK
PI_POS_FRM
PI-TSTGRP
DCO15
CV_ERROR
PI-LNKREF_
FAMILY-LINES
CV_DONE
PI-LNKREF__
PCAD_B_
CTS_TEMP
P_MOTOR
P_MOTOR_M
MRK_INFO
PI_11XD
CTS_TXT
AcPp3d
ACAD_MLEADERVER
GENIUS_GENBH_13
GENIUS_GENODEF_13
GENIUS_GENOREF_13
GENIUS_GENOBJ-N-FIL_13
GENIUS_GENREC_14
GENIUS_GENOBJ-N-REC_13
GENIUS_GENFIL_13
GENIUS_GENOBJ-N-CHA_13
AcadStringInfo
ACAD_NAV_VCDISPLAY
ACAD_EXEMPT_FROM_CAD_STANDARDS
PCAD_2
PCAD_VIITTA
PCAD-TAKY2-INFO
PCAD_POS2_INFO
ACAD_PSEXT
CTS_INF_BLK
PCAD_ARROWS
PCAD_POS2_INFO_
PCAD_FROM
PCAD_TO
CTS_SHEET
AcadAnnotative
ACAD_DSTYLE_DIMJOGGED_JOGANGLE_SYMBOL
AcAecLayerStandard
ACCMTRANSPARENCY
AcDbDynamicBlockGUID
AcDbBlockRepETag
GradientColor1ACI
GradientColor2ACI
ACAUTHENVIRON
AcDbDynamicBlockTrueName
ACAD_SPLINE_DATA
AcadAnnoPO
AcDbBlockRepBTag
PCAD_REF
AcDbAttr
CTS_REV
TIE-IN
PCAD_MASTER
PCAD_AGITATORS
PCAD-BRANCH
PCAD_BRANCHES
ACAD_DSTYLE_DIMJAG
ACAD_DSTYLE_DIMBREAK

## ucs_table
name | origin | xaxis | yaxis
TU_HO_A | [0.0, 0.0, 0.0] | [1.0, 0.0, 0.0] | [0.0, 1.0, 0.0]

## views_table
name | center | height | width
PDF | [2482.0, 210.0, 0.0] | 2278.1509 | 4964
_.purge | [965.5000044959602, 110.8775991235228, 0.0] | 635.9723 | 1920.3981
T_UHOA | [336.419276337158, 101.9587606189993, 0.0] | 447.6291 | 1091.3968

## vports_table
name | center | height | aspect_ratio
*Active | [3225.5, 297.0, 0.0] | 2343.3552 | 2.8558

## groups
note
empty

## xrefs
note
empty

## specialty_entities
note
empty

## layout_details
name | is_modelspace | entity_count | plot_layout_flags | plot_paper_size
Model | TRUE | 6806 | 11952 | None
PDF | FALSE | 2 | 562 | None

## summary
sheet | row_count
tag_register | 851
line_geometry_bindings | 215
control_loop_details | 402
control_loop_summaries | 2
revisions | 60
title_block | 17
linetypes | 13
text_styles | 9
dim_styles | 2
appids | 93
ucs_table | 1
views_table | 3
vports_table | 1
groups | 0
xrefs | 0
specialty_entities | 0
layout_details | 2